## FMO_DC1
12

## RACKS_LAYOUT_DC1
| 14.4_ KVA |  |  | 14.4_ KVA |  |  | 14.4_ KVA |  |  | 14.4_ KVA |  |  | 14.4_ KVA |  |  | 14.4_ KVA |  |  | 14.4_ KVA
| Network Rack |  |  | Network Rack |  |  | Storage Rack |  |  | Storage Rack |  |  | Compute Rack |  |  | Compute Rack |  |  | Backup Rack
U | Z/AA/8/9-DC1 | U | U | Z/AA/6/7-DC1 | U | U | Z/AA/6-DC1 | U | U | Z/AA/5-DC1 | U | U | Z/AA/4-DC1 | U | U | Z/AA/3-DC1 | U | U | Z/AA/2-DC1 | U
42 |  | 42 | 42 |  | 42 | 42 |  | 42 | 42 |  | 42 | 42 |  | 42 | 42 |  | 42 | 42 |  | 42
41 | FWI-VA1-INF-POD-STR-001/FPR-4112 | 41 | 41 |  | 41 | 41 |  | 41 | 41 |  | 41 | 41 |  | 41 | 41 |  | 41 | 41 |  | 41
40 |  | 40 | 40 |  | 40 | 40 |  | 40 | 40 |  | 40 | 40 |  | 40 | 40 |  | 40 | 40 |  | 40
39 | FWM-ADM-VA1-001/FPR-1120 | 39 | 39 |  | 39 | 39 | SDTPDGV1C100301 | 39 | 39 | SDTPDGV1C100302 | 39 | 39 |  | 39 | 39 |  | 39 | 39 | SDTPDGV1S100501/SDTPDGV1S100502 | 39
38 |  | 38 | 38 |  | 38 | 38 |  | 38 | 38 |  | 38 | 38 |  | 38 | 38 |  | 38 | 38 |  | 38
37 | FWI-INF-BM-VA1-001/FPR-4115 | 37 | 37 |  | 37 | 37 |  | 37 | 37 |  | 37 | 37 |  | 37 | 37 |  | 37 | 37 |  | 37
36 |  | 36 | 36 |  | 36 | 36 |  | 36 | 36 |  | 36 | 36 |  | 36 | 36 |  | 36 | 36 |  | 36
35 |  | 35 | 35 |  | 35 | 35 |  | 35 | 35 | SDTPDEV1C100200 | 35 | 35 |  | 35 | 35 |  | 35 | 35 |  | 35
34 |  | 34 | 34 |  | 34 | 34 |  | 34 | 34 |  | 34 | 34 | SDTPDBV2S000052 | 34 | 34 |  | 34 | 34 |  | 34
33 |  | 33 | 33 |  | 33 | 33 | SDTPDEV1C100201 | 33 | 33 |  | 33 | 33 |  | 33 | 33 |  | 33 | 33 |  | 33
32 |  | 32 | 32 |  | 32 | 32 |  | 32 | 32 |  | 32 | 32 |  | 32 | 32 |  | 32 | 32 |  | 32
31 |  | 31 | 31 |  | 31 | 31 |  | 31 | 31 |  | 31 | 31 |  | 31 | 31 |  | 31 | 31 |  | 31
30 |  | 30 | 30 | OOB Mgmt Switch1/SWC-ADM-0V1-001 | 30 | 30 |  | 30 | 30 |  | 30 | 30 |  | 30 | 30 |  | 30 | 30 |  | 30
29 |  | 29 | 29 |  | 29 | 29 |  | 29 | 29 |  | 29 | 29 |  | 29 | 29 |  | 29 | 29 |  | 29
28 |  | 28 | 28 | OOB Mgmt Switch2/SWC-ADM-0V1-002 | 28 | 28 |  | 28 | 28 |  | 28 | 28 |  | 28 | 28 |  | 28 | 28 |  | 28
27 |  | 27 | 27 |  | 27 | 27 |  | 27 | 27 |  | 27 | 27 |  | 27 | 27 |  | 27 | 27 |  | 27
26 | Border/SWB-MAIN-0V1-001 | 26 | 26 | Border/SWB-MAIN-0V1-002 | 26 | 26 |  | 26 | 26 |  | 26 | 26 |  | 26 | 26 |  | 26 | 26 |  | 26
25 |  | 25 | 25 |  | 25 | 25 |  | 25 | 25 |  | 25 | 25 |  | 25 | 25 |  | 25 | 25 |  | 25
24 | Spine/SPN-MAIN-0V1-001 | 24 | 24 | Spine/SPN-MAIN-0V1-002 | 24 | 24 |  | 24 | 24 |  | 24 | 24 |  | 24 | 24 |  | 24 | 24 |  | 24
23 |  | 23 | 23 |  | 23 | 23 |  | 23 | 23 |  | 23 | 23 |  | 23 | 23 |  | 23 | 23 | SDTPDGV1S100601 | 23
22 | Compute/SWA-MAIN-0V1-001 | 22 | 22 | Compute/SWA-MAIN-0V1-002 | 22 | 22 | SDTPDGV1C100102 (Non-SAP) | 22 | 22 | SDTPDGV1C100103 (SAP) | 22 | 22 | SDTPDBV2S000051 | 22 | 22 |  | 22 | 22 |  | 22
21 |  | 21 | 21 |  | 21 | 21 |  | 21 | 21 |  | 21 | 21 |  | 21 | 21 |  | 21 | 21 |  | 21
20 |  | 20 | 20 |  | 20 | 20 |  | 20 | 20 |  | 20 | 20 |  | 20 | 20 |  | 20 | 20 |  | 20
19 | Service & BGW/SWS-MAIN-0V1-003 | 19 | 19 | Service & BGW/SWS-MAIN-0V1-004 | 19 | 19 |  | 19 | 19 | SDTPDGV1C100103 (Disks) | 19 | 19 |  | 19 | 19 |  | 19 | 19 |  | 19
18 |  | 18 | 18 |  | 18 | 18 |  | 18 | 18 |  | 18 | 18 |  | 18 | 18 |  | 18 | 18 |  | 18
17 |  | 17 | 17 |  | 17 | 17 |  | 17 | 17 |  | 17 | 17 |  | 17 | 17 |  | 17 | 17 |  | 17
16 |  | 16 | 16 |  | 16 | 16 |  | 16 | 16 |  | 16 | 16 |  | 16 | 16 |  | 16 | 16 |  | 16
15 |  | 15 | 15 |  | 15 | 15 | SDTPDGV1C100101 | 15 | 15 |  | 15 | 15 |  | 15 | 15 |  | 15 | 15 |  | 15
14 |  | 14 | 14 |  | 14 | 14 |  | 14 | 14 |  | 14 | 14 |  | 14 | 14 |  | 14 | 14 |  | 14
13 |  | 13 | 13 |  | 13 | 13 |  | 13 | 13 |  | 13 | 13 |  | 13 | 13 |  | 13 | 13 |  | 13
12 |  | 12 | 12 |  | 12 | 12 |  | 12 | 12 |  | 12 | 12 |  | 12 | 12 |  | 12 | 12 |  | 12
11 |  | 11 | 11 |  | 11 | 11 |  | 11 | 11 |  | 11 | 11 | SDTPDBV2S000050 | 11 | 11 |  | 11 | 11 |  | 11
10 |  | 10 | 10 |  | 10 | 10 |  | 10 | 10 |  | 10 | 10 |  | 10 | 10 |  | 10 | 10 |  | 10
9 |  | 9 | 9 |  | 9 | 9 |  | 9 | 9 |  | 9 | 9 |  | 9 | 9 |  | 9 | 9 |  | 9
8 |  | 8 | 8 |  | 8 | 8 |  | 8 | 8 |  | 8 | 8 |  | 8 | 8 |  | 8 | 8 |  | 8
7 |  | 7 | 7 |  | 7 | 7 |  | 7 | 7 |  | 7 | 7 |  | 7 | 7 |  | 7 | 7 |  | 7
6 |  | 6 | 6 |  | 6 | 6 |  | 6 | 6 |  | 6 | 6 |  | 6 | 6 |  | 6 | 6 |  | 6
5 |  | 5 | 5 |  | 5 | 5 |  | 5 | 5 |  | 5 | 5 |  | 5 | 5 |  | 5 | 5 |  | 5
4 |  | 4 | 4 |  | 4 | 4 |  | 4 | 4 |  | 4 | 4 |  | 4 | 4 |  | 4 | 4 |  | 4
3 |  | 3 | 3 |  | 3 | 3 |  | 3 | 3 |  | 3 | 3 |  | 3 | 3 |  | 3 | 3 |  | 3
2 |  | 2 | 2 |  | 2 | 2 |  | 2 | 2 |  | 2 | 2 |  | 2 | 2 |  | 2 | 2 |  | 2
1 | VANCE DC1--PDU-A1 VANCE DC1--PDU-B1 | 1 | 1 | VANCE DC1--PDU-A1 VANCE DC1--PDU-B1 | 1 | 1 | VANCE DC1--PDU-A1 VANCE DC1--PDU-B1 | 1 | 1 | VANCE DC1--PDU-A1 VANCE DC1--PDU-B1 | 1 | 1 | VANCE DC1--PDU-A1 VANCE DC1--PDU-B1 | 1 | 1 | VANCE DC1--PDU-A1 VANCE DC1--PDU-B1 | 1 | 1 | VANCE DC1--PDU-A1 VANCE DC1--PDU-B1 | 1
Note on D12: Thompson, David (138-Extern): No longer in use. All connections moved to FWI-VA1-INF-POD-STR-001
Note on D23: Kashyap Desai: Model -- N9K-C93180YC-FX3 SN-- FDO260225EL
Note on G23: Kashyap Desai: Model -- N9K-C93180YC-FX3 SN -- FDO26030HUS
Note on D25: Kashyap Desai: Model -- N9K-C9332C SN-FLM253302LA
Note on G25: Kashyap Desai: Model -- N9K-C9332C SN -- FLM253302J5
Note on D27: Kashyap Desai: N9K-C93240YC-FX2 SN FDO26020EYY
Note on G27: Kashyap Desai: N9K-C93240YC-FX2 SN--FDO26020EY3

## RACKS_LAYOUT_DC2
| 14.4_ KVA |  |  | 14.4_ KVA |  |  | 14.4_ KVA |  |  | 14.4_ KVA |  |  | 14.4_ KVA |  |  | 14.4_ KVA |  |  | 14.4_ KVA
| Compute Rack |  |  | Compute Rack |  |  | Backup Rack |  |  | Storage Rack |  |  | Storage Rack |  |  | Network Rack |  |  | Network Rack
U | Q/R/3-DC2 | U | U | Q/R/4-DC2 | U | U | Q/R/5-DC2 | U | U | Q/R/6-DC2 | U | U | Q/R/7-DC2 | U | U | Q/R/8/9-DC2 | U | U | Q/R/9/10-DC2 | U
42 |  | 42 | 42 |  | 42 | 42 |  | 42 | 42 |  | 42 | 42 |  | 42 | 42 |  | 42 | 42 |  | 42
41 |  | 41 | 41 |  | 41 | 41 |  | 41 | 41 |  | 41 | 41 |  | 41 | 41 |  | 41 | 41 |  | 41
40 |  | 40 | 40 |  | 40 | 40 |  | 40 | 40 |  | 40 | 40 |  | 40 | 40 | FWI-VA2-INF-POD-STR-002/FPR-4112 | 40 | 40 |  | 40
39 |  | 39 | 39 |  | 39 | 39 | SDTPDGV2S100501/SDTPDGV2S100502 | 39 | 39 |  | 39 | 39 |  | 39 | 39 |  | 39 | 39 |  | 39
38 |  | 38 | 38 |  | 38 | 38 |  | 38 | 38 |  | 38 | 38 |  | 38 | 38 |  | 38 | 38 |  | 38
37 |  | 37 | 37 |  | 37 | 37 |  | 37 | 37 |  | 37 | 37 |  | 37 | 37 | FWI-VA2-ADM-SAL-002/FPR-1120 | 37 | 37 |  | 37
36 |  | 36 | 36 |  | 36 | 36 |  | 36 | 36 | SDTPDGV2C100302 | 36 | 36 | SDTPDGV2C100301 | 36 | 36 |  | 36 | 36 |  | 36
35 |  | 35 | 35 |  | 35 | 35 |  | 35 | 35 |  | 35 | 35 |  | 35 | 35 |  | 35 | 35 |  | 35
34 |  | 34 | 34 |  | 34 | 34 |  | 34 | 34 |  | 34 | 34 | SDTPDEV2C100200 | 34 | 34 | FWI-VA2-BM-STR-002/FPR-4115 | 34 | 34 |  | 34
33 | SDTPDBV2S000052 | 33 | 33 |  | 33 | 33 |  | 33 | 33 |  | 33 | 33 |  | 33 | 33 |  | 33 | 33 | OOB Mgmt Switch1/SWC-ADM-0V2-001 | 33
32 |  | 32 | 32 |  | 32 | 32 |  | 32 | 32 | SDTPDEV2C100201 | 32 | 32 |  | 32 | 32 |  | 32 | 32 |  | 32
31 |  | 31 | 31 |  | 31 | 31 |  | 31 | 31 |  | 31 | 31 |  | 31 | 31 |  | 31 | 31 | OOB Mgmt Switch2/SWC-ADM-0V2-002 | 31
30 |  | 30 | 30 |  | 30 | 30 |  | 30 | 30 |  | 30 | 30 |  | 30 | 30 |  | 30 | 30 |  | 30
29 |  | 29 | 29 |  | 29 | 29 |  | 29 | 29 |  | 29 | 29 |  | 29 | 29 |  | 29 | 29 |  | 29
28 |  | 28 | 28 |  | 28 | 28 |  | 28 | 28 |  | 28 | 28 |  | 28 | 28 |  | 28 | 28 |  | 28
27 |  | 27 | 27 |  | 27 | 27 |  | 27 | 27 |  | 27 | 27 |  | 27 | 27 |  | 27 | 27 |  | 27
26 |  | 26 | 26 |  | 26 | 26 |  | 26 | 26 |  | 26 | 26 |  | 26 | 26 | Border SW-01/SWB-MAIN-0V2-001 | 26 | 26 | Border SW-02/SWB-MAIN-0V2-002 | 26
25 |  | 25 | 25 |  | 25 | 25 |  | 25 | 25 |  | 25 | 25 |  | 25 | 25 |  | 25 | 25 |  | 25
24 |  | 24 | 24 |  | 24 | 24 |  | 24 | 24 |  | 24 | 24 |  | 24 | 24 | Spine SW-01/SPN-MAIN-0V2-001 | 24 | 24 | Spine SW-02/SPN-MAIN-0V2-002 | 24
23 |  | 23 | 23 |  | 23 | 23 |  | 23 | 23 |  | 23 | 23 |  | 23 | 23 |  | 23 | 23 |  | 23
22 | SDTPDBV2S000051 | 22 | 22 |  | 22 | 22 |  | 22 | 22 |  | 22 | 22 |  | 22 | 22 | Compute SW-01/SWA-MAIN-0V2-001 | 22 | 22 | Compute SW-02/SWA-MAIN-0V2-002 | 22
21 |  | 21 | 21 |  | 21 | 21 | SDTPDGV2S100601 | 21 | 21 |  | 21 | 21 |  | 21 | 21 |  | 21 | 21 |  | 21
20 |  | 20 | 20 |  | 20 | 20 |  | 20 | 20 |  | 20 | 20 |  | 20 | 20 |  | 20 | 20 |  | 20
19 |  | 19 | 19 |  | 19 | 19 |  | 19 | 19 |  | 19 | 19 |  | 19 | 19 |  | 19 | 19 |  | 19
18 |  | 18 | 18 |  | 18 | 18 |  | 18 | 18 |  | 18 | 18 |  | 18 | 18 | Service & BGW/SWS-MAIN-0V2-001 | 18 | 18 | Service & BGW/SWS-MAIN-0V2-002 | 18
17 |  | 17 | 17 |  | 17 | 17 |  | 17 | 17 | SDTPDGV2C100101 | 17 | 17 |  | 17 | 17 |  | 17 | 17 |  | 17
16 |  | 16 | 16 |  | 16 | 16 |  | 16 | 16 |  | 16 | 16 |  | 16 | 16 |  | 16 | 16 |  | 16
15 |  | 15 | 15 |  | 15 | 15 |  | 15 | 15 |  | 15 | 15 |  | 15 | 15 |  | 15 | 15 |  | 15
14 |  | 14 | 14 |  | 14 | 14 |  | 14 | 14 |  | 14 | 14 |  | 14 | 14 |  | 14 | 14 |  | 14
13 |  | 13 | 13 |  | 13 | 13 |  | 13 | 13 |  | 13 | 13 | SDTPDGV2C100103 (SAP) | 13 | 13 |  | 13 | 13 |  | 13
12 |  | 12 | 12 |  | 12 | 12 |  | 12 | 12 |  | 12 | 12 |  | 12 | 12 |  | 12 | 12 |  | 12
11 | SDTPDBV2S000050 | 11 | 11 |  | 11 | 11 |  | 11 | 11 |  | 11 | 11 |  | 11 | 11 |  | 11 | 11 |  | 11
10 |  | 10 | 10 |  | 10 | 10 |  | 10 | 10 | SDTPDGV2C100102 (Non-SAP) | 10 | 10 | SDTPDDV2C100103 (DISKS) | 10 | 10 |  | 10 | 10 |  | 10
9 |  | 9 | 9 |  | 9 | 9 |  | 9 | 9 |  | 9 | 9 |  | 9 | 9 |  | 9 | 9 |  | 9
8 |  | 8 | 8 |  | 8 | 8 |  | 8 | 8 |  | 8 | 8 |  | 8 | 8 |  | 8 | 8 |  | 8
7 |  | 7 | 7 |  | 7 | 7 |  | 7 | 7 |  | 7 | 7 |  | 7 | 7 |  | 7 | 7 |  | 7
6 |  | 6 | 6 |  | 6 | 6 |  | 6 | 6 |  | 6 | 6 |  | 6 | 6 |  | 6 | 6 |  | 6
5 |  | 5 | 5 |  | 5 | 5 |  | 5 | 5 |  | 5 | 5 |  | 5 | 5 |  | 5 | 5 |  | 5
4 |  | 4 | 4 |  | 4 | 4 |  | 4 | 4 |  | 4 | 4 |  | 4 | 4 |  | 4 | 4 |  | 4
3 |  | 3 | 3 |  | 3 | 3 |  | 3 | 3 |  | 3 | 3 |  | 3 | 3 |  | 3 | 3 |  | 3
2 |  | 2 | 2 |  | 2 | 2 |  | 2 | 2 |  | 2 | 2 |  | 2 | 2 |  | 2 | 2 |  | 2
1 | VANCE DC1--PDU-A1 VANCE DC1--PDU-B1 | 1 | 1 | VANCE DC1--PDU-A1 VANCE DC1--PDU-B1 | 1 | 1 | VANCE DC1--PDU-A1 VANCE DC1--PDU-B1 | 1 | 1 | VANCE DC1--PDU-A1 VANCE DC1--PDU-B1 | 1 | 1 | VANCE DC1--PDU-A1 VANCE DC1--PDU-B1 | 1 | 1 | VANCE DC1--PDU-A1 VANCE DC1--PDU-B1 | 1 | 1 | VANCE DC1--PDU-A1 VANCE DC1--PDU-B1 | 1
[16 empty] | Total Device to be Mounted = 6 |  |  | Total Device to be Mounted = 4
[16 empty] | No of device to be Mounted in near future = 4 |  |  | No of device to be Mounted in near future = 4
Note on S15: Thompson, David (138-Extern): No longer in use. All connections moved to FWI-VA2-INF-POD-STR-002
Note on S23: Kashyap Desai: Model -- N9K-C93180YC-FX3 SN--FDO260225EQ
Note on V23: Kashyap Desai: Model -- N9K-C93180YC-FX3 SN--FDO2602252G
Note on S25: Kashyap Desai: Model -- N9K-C9332C SN--FLM253302HF
Note on V25: Kashyap Desai: Model -- N9K-C9332C SN--FLM253303TQ
Note on S27: Kashyap Desai: N9K-C93240YC-FX2 SN--FDO26020EYT
Note on V27: Kashyap Desai: N9K-C93240YC-FX2 SN--FDO26020EKA
Note on S31: Kashyap Desai: Model -- N9K-C93180YC-FX3 SN-- FDO260905YW Switch arrived, Plan to install Once this is UP kinldy remove the switch in 20ru(Model -- N9K-C93240YC-FX2 SN--FDO23410SQA) in same rack and hand over to Mahesh/Procurie One cable from service3 leaf in DC2 will go to Core in DC2 Same service3 leaf in DC1 one cable will go to core in DC1

## Compute-DC1
From Source | [9 empty] | to Target
Device Decription | Device Host Name | Data Center Number | Rack Number | Rack Position | Interface Type | Connector Type | Source Label | Interface Port | Device Description | Device Host Name | Data Center Number | Rack Number | Rack Position | Interface Type | Connector Type | Interface Port | Comments | Target SFP Loaded?
Equipment detail | Source Device name | Data Center Number | Source Rack | RU | SFP Optics | Connector |  | Port | Equipment detail | Dest Device name | Data Center Number | Dest Rack | RU | SFP Optics | Connector | Port | Comments - Purpose & Info | Cable Connected(Yes/No) | CABLE NUMBER | Device Function / UpLink | Cable Type | Device Function | Cable Type | Cable Color
HPE Synergy Frames | SDTPDBV10110001_ch1 | DC138001 | Z/AA/5-DC1 | 11 | QSFP-100G-SR4-S | MPO |  | Q1/1 | N9K-C93240YC-FX2 | SWA-MAIN-0V1-001 | DC138001 | Z/AA/9/10-DC1 | 22 | QSFP-100G-SR4-S | MPO | 49 | Production Network | Yes | NA | VCF stack Uplink-1 | Fiber | Compute Switch 1 | Fiber
HPE Synergy Frames | SDTPDBV10110001_ch1 | DC138001 | Z/AA/5-DC1 | 11 | QSFP-100G-SR4-S | MPO |  | Q1/2 | N9K-C93240YC-FX2 | SWA-MAIN-0V1-002 | DC138001 | Z/AA/9/10-DC1 | 22 | QSFP-100G-SR4-S | MPO | 50 | Production Network | Yes | NA | VCF stack Uplink-2 | Fiber | Compute Switch 1 | Fiber
HPE Synergy Frames | SDTPDBV10110001_ch2 | DC138001 | Z/AA/5-DC1 | 22 | QSFP-100G-SR4-S | MPO |  | Q1/4 | N9K-C93240YC-FX2 | SWA-MAIN-0V1-001 | DC138001 | Z/AA/8/9-DC1 | 22 | QSFP-100G-SR4-S | MPO | 49 | Production Network | Yes | NA | VCF stack Uplink-4 | Fiber | Compute Switch 2 | Fiber
HPE Synergy Frames | SDTPDBV10110001_ch2 | DC138001 | Z/AA/5-DC1 | 22 | QSFP-100G-SR4-S | MPO |  | Q2/4 | N9K-C93240YC-FX2 | SWA-MAIN-0V1-002 | DC138001 | Z/AA/8/9-DC1 | 22 | QSFP-100G-SR4-S | MPO | 50 | Production Network | Yes | NA | VCF stack Uplink-5 | Fiber | Compute Switch 2 | Fiber
HPE Synergy Frames | SDTPDBV10110001_ch1 | DC138001 | Z/AA/5-DC1 | 11 | Ethernet | Cat 6 |  | Mgmt | C9300-48T-A | SWC-ADM-0V1-002 | DC138001 | Z/AA/8/9-DC1 | 31 | Ethernet | Cat 6 | 15 | OOB Mgmt | Yes | C17 | VCF Stack Mgmt. Port | Cat 6 | OOB Switch 2 | Cat 6
HPE Synergy Frames | SDTPDBV10110001_ch2 | DC138001 | Z/AA/5-DC1 | 22 | Ethernet | Cat 6 |  | Mgmt | C9300-48T-A | SWC-ADM-0V1-001 | DC138001 | Z/AA/8/9-DC1 | 29 | Ethernet | Cat 6 | 15 | OOB Mgmt | Yes | C18 | VCF Stack Mgmt. Port | Cat 6 | OOB Switch 2 | Cat 6

## Compute-DC2
From Source | [9 empty] | to Target
Device Decription | Device Host Name | Room Name | Grid Location | Rack Position | Interface Type | Connector Type | Source Label | Interface Port | Device Description | Device Host Name | Data Center Number | Rack Number | Rack Position | Interface Type | Connector Type | Interface Port | Comments | Target sfp loaded
Equipment detail | Source Device name | Data Center Number | Source Rack | RU | SFP Optics | Connector |  | Port | Equipment detail | Dest Device name | Data Center Number | Dest Rack | Ru | SFP Optics | Connector | Port | Comments - Purpose & Info | Cable Connected(Yes/No) | CABLE NUMBER | Full or Original/Partial Kit | Full or Original/Partial Kit | Cable Type | Device Function | Cable Type | Cable Available | Cable Color
HPE Synergy Frame | SDTPDBV20110001_ch1 | DC138002 | Q/R/4-DC2 | 11 | QSFP-100G-SR4-S | MPO |  | Q1 | N9K-C93240YC-FX2 | SWA-MAIN-0V2-001 | CD071001 | Q/R/9/8-DC2 | 22 | QSFP-100G-SR4-S | MPO | 49 | Production Network | Yes | NA | Full or Original | VCF stack Uplink-1 | Fiber | Compute Switch 1 | Fiber | Yes
HPE Synergy Frame | SDTPDBV20110001_ch1 | DC138002 | Q/R/4-DC2 | 11 | QSFP-100G-SR4-S | MPO |  | Q2 | N9K-C93240YC-FX2 | SWA-MAIN-0V2-001 | CD071001 | Q/R/9/8-DC2 | 22 | QSFP-100G-SR4-S | MPO | 50 | Production Network | Yes | NA | Full or Original | VCF stack Uplink-2 | Fiber | Compute Switch 1 | Fiber | Yes
HPE Synergy Frame | SDTPDBV20110001_ch2 | DC138002 | Q/R/4-DC2 | 22 | QSFP-100G-SR4-S | MPO |  | Q1 | N9K-C93240YC-FX2 | SWA-MAIN-0V2-002 | CD071001 | Q/R/10/9-DC2 | 22 | QSFP-100G-SR4-S | MPO | 49 | Production Network | Yes | NA | Full or Original | VCF stack Uplink-4 | Fiber | Compute Switch 2 | Fiber | Yes
HPE Synergy Frame | SDTPDBV20110001_ch2 | DC138002 | Q/R/4-DC2 | 22 | QSFP-100G-SR4-S | MPO |  | Q2 | N9K-C93240YC-FX2 | SWA-MAIN-0V2-002 | CD071001 | Q/R/10/9-DC2 | 22 | QSFP-100G-SR4-S | MPO | 50 | Production Network | Yes | NA | Full or Original | VCF stack Uplink-5 | Fiber | Compute Switch 2 | Fiber | Yes
HPE Synergy Frame | SDTPDBV20110001_ch1 | DC138002 | Q/R/4-DC2 | 11 | Ethernet | Cat 6 |  | Mgmt | C9300-48T-A | SWC-ADM-0V2-002 | CD071001 | Q/R/10/9-DC2 | 28 | Ethernet | Cat 6 | 15 | OOB Mgmt | Yes | C17 | Full or Original | VCF Stack Mgmt. Port | Cat 6 | OOB Switch 1 | Cat 6 | Yes
HPE Synergy Frame | SDTPDBV20110001_ch2 | DC138002 | Q/R/4-DC2 | 22 | Ethernet | Cat 6 |  | Mgmt | C9300-48T-A | SWC-ADM-0V2-002 | CD071001 | Q/R/10/9-DC2 | 28 | Ethernet | Cat 6 | 15 | OOB Mgmt | Yes | C18 | Full or Original | VCF Stack Mgmt. Port | Cat 6 | OOB Switch 2 | Cat 6 | Yes

## Storage-DC1
INDEX
From Source
Device Description | Device Hostname | Data Center Number | Rack Number | Rack Position | Interface Type | Connector Type | Interface Port | Device Description | Device Hostname | Data Center Number | Rack Number | Rack Position | Interface Type | Connector Type | Interface Port | Comments | Target SFP Load Status
Equipment detail | Source Device name | Data Center Number | Source Rack | RU | SFP Optics | Connector | Port | Equipment detail | Dest Device name | Data Center Number | Dest Rack | RU | SFP Optics | Connector | Port | Comments - Purpose & Info | Cable Connected | CABLE NUMBER | Device Function | Cable Type | Device Function | Cable Type | Cable Color
SAN switch | SDTPDGV1C100301 | DC138001 | Z/AA/6-DC1 | 39 | Ethernet | RJ45 | Mgmt | C9300-48T-A | SWC-ADM-0V1-001 | DC138001 | Z/AA/8/9-DC1 | 29 | Ethernet | RJ45 | 20 | OOB Mgmt | No | C33 | San fabric | Cat 6 | OOB Switch 1 | Cat 6
SAN switch | SDTPDGV1C100302 | DC138001 | Z/AA/5-DC1 | 39 | Ethernet | RJ45 | Mgmt | C9300-48T-A | SWC-ADM-0V1-002 | DC138001 | Z/AA/8/9-DC1 | 31 | Ethernet | RJ45 | 20 | OOB Mgmt | No | C34 | San fabric | Cat 6 | OOB Switch 2 | Cat 6
Primera A630 | SDTPDGV1C100101 | DC138001 | Z/AA/6-DC1 | 12 | Ethernet | RJ45 | Mgmt-N0 | C9300-48T-A | SWC-ADM-0V1-002 | DC138001 | Z/AA/8/9-DC1 | 31 | Ethernet | RJ45 | 21 | OOB Mgmt | No | C35 | Block Storage | Cat 6 | OOB Switch 2 | Cat 6
Primera A630 | SDTPDGV1C100101 | DC138001 | Z/AA/6-DC1 | 13 | Ethernet | RJ45 | Mgmt-N1 | C9300-48T-A | SWC-ADM-0V1-001 | DC138001 | Z/AA/8/9-DC1 | 29 | Ethernet | RJ45 | 21 | OOB Mgmt | No | C36 | Block Storage | Cat 6 | OOB Switch 1 | Cat 6
Dell Unity | SDTPDEV1C100100 | DC138001 | Z/AA/6-DC1 | 37 | Ethernet | RJ45 | Mgmt-SPA-1 | C9300-48T-A | SWC-ADM-0V1-001 | DC138001 | Z/AA/8/9-DC1 | 31 | Ethernet | RJ45 | 23 | OOB Mgmt | No | C37 | NAS Storage | Cat 6 | OOB Switch 1 | Cat 6
Dell Unity | SDTPDEV1C100100 | DC138001 | Z/AA/6-DC1 | 37 | Ethernet | RJ45 | Mgmt-SPA-2 | C9300-48T-A | SWC-ADM-0V1-002 | DC138001 | Z/AA/8/9-DC1 | 31 | Ethernet | RJ45 | 23 | OOB Mgmt | No | C38 | NAS Storage | Cat 6 | OOB Switch 2 | Cat 6
Dell Unity | SDTPDEV1C100100 | DC138001 | Z/AA/6-DC1 | 37 | Ethernet | RJ45 | Mgmt-SPB-1 | C9300-48T-A | SWC-ADM-0V1-001 | DC138001 | Z/AA/8/9-DC1 | 31 | Ethernet | RJ45 | 22 | OOB Mgmt | No | C39 | NAS Storage | Cat 6 | OOB Switch 1 | Cat 6
Dell Unity | SDTPDEV1C100100 | DC138001 | Z/AA/6-DC1 | 37 | Ethernet | RJ45 | Mgmt-SPB-1 | C9300-48T-A | SWC-ADM-0V1-002 | DC138001 | Z/AA/8/9-DC1 | 31 | Ethernet | RJ45 | 22 | OOB Mgmt | No | C40 | NAS Storage | Cat 6 | OOB Switch 2 | Cat 6
Primera A630 | SDTPDGV1C100101 | DC138001 | Z/AA/6-DC1 | 15 | SFP-10G-SR-S | LC-LC | RCIP-N0-P1 | N9K-C93240YC-FX2 | SWA-MAIN-0V1-001 | DC138001 | Z/AA/9/10-DC1 | 22 | SFP-10G-SR-S | MM-LC | 20 | SAN RCIP | Yes | F44 | Block Storage | Fiber | Compute Switch 1 | Fiber
Primera A630 | SDTPDGV1C100101 | DC138001 | Z/AA/6-DC1 | 15 | SFP-10G-SR-S | LC-LC | RCIP-N1-P1 | N9K-C93240YC-FX2 | SWA-MAIN-0V1-001 | DC138001 | Z/AA/9/10-DC1 | 22 | SFP-10G-SR-S | MM-LC | 21 | SAN RCIP | Yes | F45 | Block Storage | Fiber | Compute Switch 1 | Fiber
Primera A630 | SDTPDGV1C100101 | DC138001 | Z/AA/6-DC1 | 15 | SFP-10G-SR-S | LC-LC | RCIP-N0-P2 | N9K-C93240YC-FX2 | SWA-MAIN-0V1-002 | DC138001 | Z/AA/8/9-DC1 | 22 | SFP-10G-SR-S | MM-LC | 21 | SAN RCIP | Yes | F46 | Block Storage | Fiber | Compute Switch 2 | Fiber
Primera A630 | SDTPDGV1C100101 | DC138001 | Z/AA/6-DC1 | 15 | SFP-10G-SR-S | LC-LC | RCIP-N1-P2 | N9K-C93240YC-FX2 | SWA-MAIN-0V1-002 | DC138001 | Z/AA/8/9-DC1 | 22 | SFP-10G-SR-S | MM-LC | 21 | SAN RCIP | Yes | F47 | Block Storage | Fiber | Compute Switch 2 | Fiber
Dell Unity | SDTPDEV1C100100 | DC138001 | Z/AA/6-DC1 | 37 | SFP-25G-SR-S= | LC-LC | SPA-S0-P0 | N9K-C93240YC-FX2 | SWA-MAIN-0V1-001 | DC138001 | Z/AA/9/10-DC1 | 22 | SFP-25G-SR-S= | LC-LC | 1 | NAS ACCESS | No | F48 | NAS Storage | Fiber | Compute Switch 1 | Fiber
Dell Unity | SDTPDEV1C100100 | DC138001 | Z/AA/6-DC1 | 37 | SFP-25G-SR-S= | LC-LC | SPA-S0-P1 | N9K-C93240YC-FX2 | SWA-MAIN-0V1-002 | DC138001 | Z/AA/9/10-DC1 | 22 | SFP-25G-SR-S= | LC-LC | 1 | NAS ACCESS | No | F49 | NAS Storage | Fiber | Compute Switch 2 | Fiber
Dell Unity | SDTPDEV1C100100 | DC138001 | Z/AA/6-DC1 | 37 | SFP-25G-SR-S= | LC-LC | SPA-S0-P2 | N9K-C93240YC-FX2 | SWA-MAIN-0V1-001 | DC138001 | Z/AA/9/10-DC1 | 22 | SFP-25G-SR-S= | LC-LC | 3 | NAS ACCESS | No | F50 | NAS Storage | Fiber | Compute Switch 1 | Fiber
Dell Unity | SDTPDEV1C100100 | DC138001 | Z/AA/6-DC1 | 37 | SFP-25G-SR-S= | LC-LC | SPA-S0-P3 | N9K-C93240YC-FX2 | SWA-MAIN-0V1-002 | DC138001 | Z/AA/9/10-DC1 | 22 | SFP-25G-SR-S= | LC-LC | 3 | NAS ACCESS | No | F51 | NAS Storage | Fiber | Compute Switch 2 | Fiber
Dell Unity | SDTPDEV1C100100 | DC138001 | Z/AA/6-DC1 | 37 | SFP-25G-SR-S= | LC-LC | SPB-S0-P0 | N9K-C93240YC-FX2 | SWA-MAIN-0V1-001 | DC138001 | Z/AA/8/9-DC1 | 22 | SFP-25G-SR-S= | LC-LC | 2 | NAS ACCESS | No | F56 | NAS Storage | Fiber | Compute Switch 1 | Fiber
Dell Unity | SDTPDEV1C100100 | DC138001 | Z/AA/6-DC1 | 37 | SFP-25G-SR-S= | LC-LC | SPB-S0-P1 | N9K-C93240YC-FX2 | SWA-MAIN-0V1-002 | DC138001 | Z/AA/8/9-DC1 | 22 | SFP-25G-SR-S= | LC-LC | 2 | NAS ACCESS | No | F57 | NAS Storage | Fiber | Compute Switch 2 | Fiber
Dell Unity | SDTPDEV1C100100 | DC138001 | Z/AA/6-DC1 | 37 | SFP-25G-SR-S= | LC-LC | SPB-S0-P2 | N9K-C93240YC-FX2 | SWA-MAIN-0V1-001 | DC138001 | Z/AA/8/9-DC1 | 22 | SFP-25G-SR-S= | LC-LC | 4 | NAS ACCESS | No | F58 | NAS Storage | Fiber | Compute Switch 1 | Fiber
Dell Unity | SDTPDEV1C100100 | DC138001 | Z/AA/6-DC1 | 37 | SFP-25G-SR-S= | LC-LC | SPB-S0-P3 | N9K-C93240YC-FX2 | SWA-MAIN-0V1-002 | DC138001 | Z/AA/8/9-DC1 | 22 | SFP-25G-SR-S= | LC-LC | 4 | NAS ACCESS | No | F59 | NAS Storage | Fiber | Compute Switch 2 | Fiber
Commvault | sdtpdgv10100501 | DC138001 | Z/AA/3-DC1 | 38 | Ethernet | RJ45 | Mgmt | C9300-48T-A | SWC-ADM-0V1-002 | DC138001 | Z/AA/8/9-DC1 | 31 | Ethernet | RJ45 | 24 | OOB Mgmt | Yes | C41 | Backup | Cat 6 | OOB Switch 2 | Cat 6
Commvault | sdtpdgv10100502 | DC138001 | Z/AA/3-DC1 | 35 | Ethernet | RJ45 | Mgmt | C9300-48T-A | SWC-ADM-0V1-001 | DC138001 | Z/AA/8/9-DC1 | 29 | Ethernet | RJ45 | 24 | OOB Mgmt | Yes | C42 | Backup | Cat 6 | OOB Switch 1 | Cat 6
Commvault | sdtpdgv10100601 | DC138001 | Z/AA/3-DC1 | 23 | Ethernet | RJ45 | Ilo-n1 | C9300-48T-A | SWC-ADM-0V1-001 | DC138001 | Z/AA/8/9-DC1 | 29 | Ethernet | RJ45 | 25 | OOB Mgmt | Yes | C43 | Backup | Cat 6 | OOB Switch | Cat 6
Commvault | sdtpdgv10100602 | DC138001 | Z/AA/3-DC1 | 21 | Ethernet | RJ45 | Ilo-n2 | C9300-48T-A | SWC-ADM-0V1-001 | DC138001 | Z/AA/8/9-DC1 | 29 | Ethernet | RJ45 | 26 | OOB Mgmt | Yes | C44 | Backup | Cat 6 | OOB Switch 1 | Cat 6
Commvault | sdtpdgv10100603 | DC138001 | Z/AA/3-DC1 | 19 | Ethernet | RJ45 | Ilo-n3 | C9300-48T-A | SWC-ADM-0V1-001 | DC138001 | Z/AA/8/9-DC1 | 29 | Ethernet | RJ45 | 27 | OOB Mgmt | Yes | C45 | Backup | Cat 6 | OOB Switch 1 | Cat 6
Commvault | sdtpdgv10100604 | DC138001 | Z/AA/3-DC1 | 17 | Ethernet | RJ45 | Ilo-n4 | C9300-48T-A | SWC-ADM-0V1-002 | DC138001 | Z/AA/8/9-DC1 | 31 | Ethernet | RJ45 | 25 | OOB Mgmt | Yes | C46 | Backup | Cat 6 | OOB Switch 2 | Cat 6
Commvault | sdtpdgv10100605 | DC138001 | Z/AA/3-DC1 | 15 | Ethernet | RJ45 | Ilo-n5 | C9300-48T-A | SWC-ADM-0V1-002 | DC138001 | Z/AA/8/9-DC1 | 31 | Ethernet | RJ45 | 27 | OOB Mgmt | Yes | C47 | Backup | Cat 6 | OOB Switch 2 | Cat 6
Commvault | sdtpdgv10100606 | DC138001 | Z/AA/3-DC1 | 13 | Ethernet | RJ45 | Ilo-n6 | C9300-48T-A | SWC-ADM-0V1-002 | DC138001 | Z/AA/8/9-DC1 | 31 | Ethernet | RJ45 | 26 | OOB Mgmt | Yes | C48 | Backup | Cat 6 | OOB Switch 2 | Cat 6
Commvault | sdtpdgv10100607 | DC138001 | Z/AA/3-DC1 | 11 | Ethernet | RJ45 | Ilo-n7 | C9300-48T-A | SWC-ADM-0V1-002 | DC138001 | Z/AA/8/9-DC1 | 33 | Ethernet | RJ45 | 28 | OOB Mgmt | Yes | C49 | Backup | Cat 6 | OOB Switch 2 | Cat 6
Commvault | sdtpdgv10100501 | DC138001 | Z/AA/3-DC1 | 38 | SFP-100G-SR-S= | MPO | 19 | N9K-C93240YC-FX2 | SWA-MAIN-0V1-001 | DC138001 | Z/AA/9/10-DC1 | 22 | QSFP-100G-SR4-S | MPO | 56 | Backup-->Compute Switch | Yes | F64 | Backup | Fiber | Compute Leaf 1 | MPO
Commvault | sdtpdgv10100501 | DC138001 | Z/AA/3-DC1 | 38 | SFP-100G-SR-S= | MPO | 20 | N9K-C93240YC-FX2 | SWA-MAIN-0V1-002 | DC138001 | Z/AA/8/9-DC1 | 22 | QSFP-100G-SR4-S | MPO | 56 | Backup-->Compute Switch | Yes | F65 | Backup | Fiber | Compute Leaf 2 | MPO
Commvault | sdtpdgv10100502 | DC138001 | Z/AA/3-DC1 | 35 | SFP-100G-SR-S= | MPO | 19 | N9K-C93240YC-FX2 | SWA-MAIN-0V1-001 | DC138001 | Z/AA/9/10-DC1 | 22 | QSFP-100G-SR4-S | MPO | 57 | Backup-->Compute Switch | Yes | F66 | Backup | Fiber | Compute Leaf 1 | MPO
Commvault | sdtpdgv10100502 | DC138001 | Z/AA/3-DC1 | 35 | SFP-100G-SR-S= | MPO | 20 | N9K-C93240YC-FX2 | SWA-MAIN-0V1-002 | DC138001 | Z/AA/8/9-DC1 | 22 | QSFP-100G-SR4-S | MPO | 57 | Backup-->Compute Switch | Yes | F67 | Backup | Fiber | Compute Leaf 2 | MPO
Primera A630 | SDTPDGV1C100102 | DC138001 | Z/AA/6-DC1 | 20 | Ethernet | RJ45 | Mgmt-N0 | C9300-48T-A | SWC-ADM-0V1-001 | DC138001 | Z/AA/8/9-DC1 | 31 | Ethernet | RJ45 | 33 | OOB Mgmt | No | F68 | Block Storage | Cat 6 | OOB Switch 2 | Cat 6
Primera A630 | SDTPDGV1C100102 | DC138001 | Z/AA/6-DC1 | 21 | Ethernet | RJ45 | Mgmt-N1 | C9300-48T-A | SWC-ADM-0V1-002 | DC138001 | Z/AA/8/9-DC1 | 29 | Ethernet | RJ45 | 33 | OOB Mgmt | No | F69 | Block Storage | Cat 6 | OOB Switch 1 | Cat 6
Primera A630 | SDTPDGV1C100103 | DC138001 | Z/AA/5-DC1 | 12 | Ethernet | RJ45 | Mgmt-N0 | C9300-48T-A | SWC-ADM-0V1-001 | DC138001 | Z/AA/8/9-DC1 | 31 | Ethernet | RJ45 | 34 | OOB Mgmt | No | F70 | Block Storage | Cat 6 | OOB Switch 2 | Cat 6
Primera A630 | SDTPDGV1C100103 | DC138001 | Z/AA/5-DC1 | 13 | Ethernet | RJ45 | Mgmt-N1 | C9300-48T-A | SWC-ADM-0V1-002 | DC138001 | Z/AA/8/9-DC1 | 29 | Ethernet | RJ45 | 34 | OOB Mgmt | No | F71 | Block Storage | Cat 6 | OOB Switch 1 | Cat 6
Dell Unity | SDTPDEV1C100200 | DC138001 | Z/AA/5-DC1 | 35 | Ethernet | Cat 6 | Mgmt-SPA-0 | C9300-48T-A | SWC-ADM-0V1-001 | DC138001 | Z/AA/8/9-DC1 | 22 | Ethernet | RJ46 | Gi1/0/35 | OOB Mgmt | No | NA | NAS Storage | Cat 6 | OOB Switch 1 | Cat 6
Dell Unity | SDTPDEV1C100200 | DC138001 | Z/AA/5-DC1 | 35 | Ethernet | Cat 6 | Mgmt-SPB-0 | C9300-48T-A | SWC-ADM-0V1-001 | DC138001 | Z/AA/8/9-DC1 | 22 | Ethernet | RJ48 | Gi2/0/35 | OOB Mgmt | No | NA | NAS Storage | Cat 6 | OOB Switch 1 | Cat 6
Dell Unity | SDTPDEV1C100200 | DC138001 | Z/AA/5-DC1 | 35 | SFP-25G-SR-S= | Fiber | SPA-S0-P0 | N9K-C93240YC-FX2 | SWA-MAIN-0V1-001 | DC138001 | Z/AA/9/10-DC1 | 22 | SFP-25G-SR-S= | LC-LC | Eth1/12 | Access | No | NA | NAS Storage | Fiber | Compute Switch 1 | Fiber
Dell Unity | SDTPDEV1C100200 | DC138001 | Z/AA/5-DC1 | 35 | SFP-25G-SR-S= | Fiber | SPA-S0-P1 | N9K-C93240YC-FX2 | SWA-MAIN-0V1-002 | DC138001 | Z/AA/9/10-DC1 | 22 | SFP-25G-SR-S= | LC-LC | Eth1/12 | Access | No | NA | NAS Storage | Fiber | Compute Switch 2 | Fiber
Dell Unity | SDTPDEV1C100200 | DC138001 | Z/AA/5-DC1 | 35 | SFP-25G-SR-S= | Fiber | SPA-S0-P2 | N9K-C93240YC-FX2 | SWA-MAIN-0V1-001 | DC138001 | Z/AA/9/10-DC1 | 22 | SFP-25G-SR-S= | LC-LC | Eth1/13 | Access | No | NA | NAS Storage | Fiber | Compute Switch 1 | Fiber
Dell Unity | SDTPDEV1C100200 | DC138001 | Z/AA/5-DC1 | 35 | SFP-25G-SR-S= | Fiber | SPA-S0-P3 | N9K-C93240YC-FX2 | SWA-MAIN-0V1-002 | DC138001 | Z/AA/9/10-DC1 | 22 | SFP-25G-SR-S= | LC-LC | Eth1/13 | Access | No | NA | NAS Storage | Fiber | Compute Switch 2 | Fiber
Dell Unity | SDTPDEV1C100200 | DC138001 | Z/AA/5-DC1 | 35 | SFP-25G-SR-S= | Fiber | SPB-S0-P0 | N9K-C93240YC-FX2 | SWA-MAIN-0V1-001 | DC138001 | Z/AA/8/9-DC1 | 22 | SFP-25G-SR-S= | LC-LC | Eth1/14 | Access | No | NA | NAS Storage | Fiber | Compute Switch 1 | Fiber
Dell Unity | SDTPDEV1C100200 | DC138001 | Z/AA/5-DC1 | 35 | SFP-25G-SR-S= | Fiber | SPB-S0-P1 | N9K-C93240YC-FX2 | SWA-MAIN-0V1-002 | DC138001 | Z/AA/8/9-DC1 | 22 | SFP-25G-SR-S= | LC-LC | Eth1/14 | Access | No | NA | NAS Storage | Fiber | Compute Switch 2 | Fiber
Dell Unity | SDTPDEV1C100200 | DC138001 | Z/AA/5-DC1 | 35 | SFP-25G-SR-S= | Fiber | SPB-S0-P2 | N9K-C93240YC-FX2 | SWA-MAIN-0V1-001 | DC138001 | Z/AA/8/9-DC1 | 22 | SFP-25G-SR-S= | LC-LC | Eth1/15 | Access | No | NA | NAS Storage | Fiber | Compute Switch 1 | Fiber
Dell Unity | SDTPDEV1C100200 | DC138001 | Z/AA/5-DC1 | 35 | SFP-25G-SR-S= | Fiber | SPB-S0-P3 | N9K-C93240YC-FX2 | SWA-MAIN-0V1-002 | DC138001 | Z/AA/8/9-DC1 | 22 | SFP-25G-SR-S= | LC-LC | Eth1/15 | Access | No | NA | NAS Storage | Fiber | Compute Switch 2 | Fiber

## Storage-DC2
INDEX
From Source | [7 empty] | Target
Device Description | Device Hostname | Data Center Number | Rack Number | Rack Position | Interface Type | Connector Type | Interface Port | Device Description | Device Hostname | Room Name | Rack Number | Rack Position | Interface Type | Connector Type | Interface Port | Comments | SFP Loaded
Equipment detail | Source Device name | Data Center Number | Source Rack | RU | SFP Optics | Connector | Port | Equipment detail | Dest Device name | Room Name | Dest Rack | RU | SFP Optics | Connector | Port | Comments - Purpose & Info | Cable Connected(Yes/No) | CABLE NUMBER | Device Function | Cable Type | Device Function | Cable Type | Cable Color
SAN switch | SDTPDGV2C100301 | DC138002 | Q/R/7-DC2 | 36 | Ethernet | RJ45 | CT0-P0 | C9300-48T-A | SWC-ADM-0V2-001 | CD071001 | Q/R/10/9-DC2 | 31 | Ethernet | RJ45 | 20 | OOB Mgmt | Yes | C33 | San fabric | Cat 6 | OOB Switch 2 | Cat 6
SAN switch | SDTPDGV2C100302 | DC138002 | Q/R/6-DC2 | 36 | Ethernet | RJ45 | CT0-P1 | C9300-48T-A | SWC-ADM-0V2-002 | CD071001 | Q/R/10/9-DC2 | 31 | Ethernet | RJ45 | 20 | OOB Mgmt | Yes | C34 | San fabric | Cat 6 | OOB Switch 2 | Cat 6
Primera A630 | SDTPDGV2C100101 | DC138002 | Q/R/7-DC2 | 14 | Ethernet | RJ45 | Mgmt-N0 | C9300-48T-A | SWC-ADM-0V2-001 | CD071001 | Q/R/10/9-DC2 | 31 | Ethernet | RJ45 | 21 | OOB Mgmt | Yes | C35 | Block Storage | Cat 6 | OOB Switch 2 | Cat 6
Primera A630 | SDTPDGV2C100101 | DC138002 | Q/R/7-DC2 | 15 | Ethernet | RJ45 | Mgmt-N1 | C9300-48T-A | SWC-ADM-0V2-002 | CD071001 | Q/R/10/9-DC2 | 31 | Ethernet | RJ45 | 21 | OOB Mgmt | Yes | C36 | Block Storage | Cat 6 | OOB Switch 2 | Cat 6
Dell Unity | SDTPDEV2C100201 | DC138002 | Q/R/6-DC2 | 31 | Ethernet | RJ45 | Mgmt-SPA-0 | C9300-48T-A | SWC-ADM-0V2-001 | CD071001 | Q/R/10/9-DC2 | 33 | Ethernet | RJ45 | 23 | OOB Mgmt | Yes | C37 | NAS Storage | Cat 6 | OOB Switch 1 | Cat 6
Dell Unity | SDTPDEV2C100201 | DC138002 | Q/R/6-DC2 | 31 | Ethernet | RJ45 | Mgmt-SPA-1 | C9300-48T-A | SWC-ADM-0V2-001 | CD071001 | Q/R/10/9-DC2 | 33 | Ethernet | RJ45 | 22 | OOB Mgmt | Yes | C38 | NAS Storage | Cat 6 | OOB Switch 1 | Cat 6
Dell Unity | SDTPDEV2C100201 | DC138002 | Q/R/6-DC2 | 32 | Ethernet | RJ45 | Mgmt-SPB-0 | C9300-48T-A | SWC-ADM-0V2-002 | CD071001 | Q/R/10/9-DC2 | 31 | Ethernet | RJ45 | 23 | OOB Mgmt | Yes | C39 | NAS Storage | Cat 6 | OOB Switch 2 | Cat 6
Dell Unity | SDTPDEV2C100201 | DC138002 | Q/R/6-DC2 | 32 | Ethernet | RJ45 | Mgmt-SPB-1 | C9300-48T-A | SWC-ADM-0V2-002 | CD071001 | Q/R/10/9-DC2 | 31 | Ethernet | RJ45 | 22 | OOB Mgmt | Yes | C40 | NAS Storage | Cat 6 | OOB Switch 2 | Cat 6
Primera A630 | SDTPDGV2C100101 | DC138002 | Q/R/7-DC2 | 14 | SFP-10G-SR-S | MM-LC | RCIP-N0-P1 | N9K-C93240YC-FX2 | SWA-MAIN-0V2-001 | CD071001 | Q/R/9/8-DC2 | 22 | SFP-10G-SR-S | MM-LC | 20 | SAN | Yes | F44 | Block Storage | Fiber | Compute Switch 1 | Fiber
Primera A630 | SDTPDGV2C100101 | DC138002 | Q/R/7-DC2 | 15 | SFP-10G-SR-S | MM-LC | RCIP-N1-P1 | N9K-C93240YC-FX2 | SWA-MAIN-0V2-001 | CD071001 | Q/R/9/8-DC2 | 22 | SFP-10G-SR-S | MM-LC | 21 | SAN | Yes | F45 | Block Storage | Fiber | Compute Switch 1 | Fiber
Primera A630 | SDTPDGV2C100101 | DC138002 | Q/R/7-DC2 | 14 | SFP-10G-SR-S | MM-LC | RCIP-N0-P2 | N9K-C93240YC-FX2 | SWA-MAIN-0V2-002 | CD071001 | Q/R/10/9-DC2 | 22 | SFP-10G-SR-S | MM-LC | 20 | SAN | Yes | F46 | Block Storage | Fiber | Compute Switch 2 | Fiber
Primera A630 | SDTPDGV2C100101 | DC138002 | Q/R/7-DC2 | 15 | SFP-10G-SR-S | MM-LC | RCIP-N1-P2 | N9K-C93240YC-FX2 | SWA-MAIN-0V2-002 | CD071001 | Q/R/10/9-DC2 | 22 | SFP-10G-SR-S | MM-LC | 21 | SAN | Yes | F47 | Block Storage | Fiber | Compute Switch 2 | Fiber
Dell Unity | SDTPDEV2C100201 | DC138002 | Q/R/6-DC2 | 37 | SFP-25G-SR-S= | MM-LC | SPA-S0-P0 | N9K-C93240YC-FX2 | SWA-MAIN-0V2-002 | CD071001 | Q/R/10/9-DC2 | 22 | SFP-25G-SR-S= | MM-LC | 1 | NAS | Yes | F48 | NAS Storage | Fiber | Compute Switch 1 | Fiber
Dell Unity | SDTPDEV2C100201 | DC138002 | Q/R/6-DC2 | 37 | SFP-25G-SR-S= | MM-LC | SPA-S0-P1 | N9K-C93240YC-FX2 | SWA-MAIN-0V2-001 | CD071001 | Q/R/9/8-DC2 | 22 | SFP-25G-SR-S= | MM-LC | 1 | NAS | Yes | F49 | NAS Storage | Fiber | Compute Switch 1 | Fiber
Dell Unity | SDTPDEV2C100201 | DC138002 | Q/R/6-DC2 | 37 | SFP-25G-SR-S= | MM-LC | SPA-S0-P2 | N9K-C93240YC-FX2 | SWA-MAIN-0V2-002 | CD071001 | Q/R/10/9-DC2 | 22 | SFP-25G-SR-S= | MM-LC | 3 | NAS | Yes | F50 | NAS Storage | Fiber | Compute Switch 1 | Fiber
Dell Unity | SDTPDEV2C100201 | DC138002 | Q/R/6-DC2 | 37 | SFP-25G-SR-S= | MM-LC | SPA-S0-P3 | N9K-C93240YC-FX2 | SWA-MAIN-0V2-001 | CD071001 | Q/R/9/8-DC2 | 22 | SFP-25G-SR-S= | MM-LC | 3 | NAS | Yes | F51 | NAS Storage | Fiber | Compute Switch 1 | Fiber
Dell Unity | SDTPDEV2C100201 | DC138002 | Q/R/6-DC2 | 37 | SFP-25G-SR-S= | MM-LC | SPB-S0-P0 | N9K-C93240YC-FX2 | SWA-MAIN-0V2-001 | CD071001 | Q/R/9/8-DC2 | 22 | SFP-25G-SR-S= | MM-LC | 2 | NAS | Yes | F56 | NAS Storage | Fiber | Compute Switch 2 | Fiber
Dell Unity | SDTPDEV2C100201 | DC138002 | Q/R/6-DC2 | 37 | SFP-25G-SR-S= | MM-LC | SPB-S0-P1 | N9K-C93240YC-FX2 | SWA-MAIN-0V2-002 | CD071001 | Q/R/10/9-DC2 | 22 | SFP-25G-SR-S= | MM-LC | 2 | NAS | Yes | F57 | NAS Storage | Fiber | Compute Switch 2 | Fiber
Dell Unity | SDTPDEV2C100201 | DC138002 | Q/R/6-DC2 | 37 | SFP-25G-SR-S= | MM-LC | SPB-S0-P2 | N9K-C93240YC-FX2 | SWA-MAIN-0V2-001 | CD071001 | Q/R/9/8-DC2 | 22 | SFP-25G-SR-S= | MM-LC | 4 | NAS | Yes | F58 | NAS Storage | Fiber | Compute Switch 2 | Fiber
Dell Unity | SDTPDEV2C100201 | DC138002 | Q/R/6-DC2 | 37 | SFP-25G-SR-S= | MM-LC | SPB-S0-P3 | N9K-C93240YC-FX2 | SWA-MAIN-0V2-002 | CD071001 | Q/R/10/9-DC2 | 22 | SFP-25G-SR-S= | MM-LC | 4 | NAS | Yes | F59 | NAS Storage | Fiber | Compute Switch 2 | Fiber
Commvault | sdtpdgv20100501 | DC138002 | Q/R/6-DC2 | 38 | Ethernet | RJ45 | Mgmt | C9300-48T-A | SWC-ADM-0V2-002 | CD071001 | Q/R/10/9-DC2 | 31 | Ethernet | RJ45 | 24 | OOB Mgmt | Yes | C41 | Backup | Cat 6 | OOB Switch 2 | Cat 6
Commvault | sdtpdgv20100502 | DC138002 | Q/R/6-DC2 | 35 | Ethernet | RJ45 | Mgmt | C9300-48T-A | SWC-ADM-0V2-001 | CD071001 | Q/R/10/9-DC2 | 31 | Ethernet | RJ45 | 24 | OOB Mgmt | Yes | C42 | Backup | Cat 6 | OOB Switch 1 | Cat 6
Commvault | sdtpdgv20100601 | DC138002 | Q/R/6-DC2 | 23 | Ethernet | RJ45 | Ilo-n1 | C9300-48T-A | SWC-ADM-0V2-001 | CD071001 | Q/R/10/9-DC2 | 31 | Ethernet | RJ45 | 25 | OOB Mgmt | Yes | C43 | Backup | Cat 6 | OOB Switch 1 | Cat 6
Commvault | sdtpdgv20100602 | DC138002 | Q/R/6-DC2 | 21 | Ethernet | RJ45 | Ilo-n2 | C9300-48T-A | SWC-ADM-0V2-001 | CD071001 | Q/R/10/9-DC2 | 31 | Ethernet | RJ45 | 26 | OOB Mgmt | Yes | C44 | Backup | Cat 6 | OOB Switch 1 | Cat 6
Commvault | sdtpdgv20100603 | DC138002 | Q/R/6-DC2 | 19 | Ethernet | RJ45 | Ilo-n3 | C9300-48T-A | SWC-ADM-0V2-001 | CD071001 | Q/R/10/9-DC2 | 31 | Ethernet | RJ45 | 27 | OOB Mgmt | Yes | C45 | Backup | Cat 6 | OOB Switch 1 | Cat 6
Commvault | sdtpdgv20100604 | DC138002 | Q/R/6-DC2 | 17 | Ethernet | RJ45 | Ilo-n4 | C9300-48T-A | SWC-ADM-0V2-002 | CD071001 | Q/R/10/9-DC2 | 33 | Ethernet | RJ45 | 25 | OOB Mgmt | Yes | C46 | Backup | Cat 6 | OOB Switch 2 | Cat 6
Commvault | sdtpdgv20100605 | DC138002 | Q/R/6-DC2 | 15 | Ethernet | RJ45 | Ilo-n5 | C9300-48T-A | SWC-ADM-0V2-002 | CD071001 | Q/R/10/9-DC2 | 33 | Ethernet | RJ45 | 26 | OOB Mgmt | Yes | C47 | Backup | Cat 6 | OOB Switch 2 | Cat 6
Commvault | sdtpdgv20100606 | DC138002 | Q/R/6-DC2 | 13 | Ethernet | RJ45 | Ilo-n6 | C9300-48T-A | SWC-ADM-0V2-002 | CD071001 | Q/R/10/9-DC2 | 33 | Ethernet | RJ45 | 27 | OOB Mgmt | Yes | C48 | Backup | Cat 6 | OOB Switch 2 | Cat 6
Commvault | sdtpdgv20100607 | DC138002 | Q/R/6-DC2 | 11 | Ethernet | RJ45 | Ilo-n7 | C9300-48T-A | SWC-ADM-0V2-002 | CD071001 | Q/R/10/9-DC2 | 33 | Ethernet | RJ45 | 28 | OOB Mgmt | Yes | C49 | Backup | Cat 6 | OOB Switch 2 | Cat 6
Commvault | sdtpdgv20100501 | DC138002 | Q/R/6-DC2 | 38 | SFP-100G-SR-S= | MPO | 19 | N9K-C93240YC-FX2 | SWA-MAIN-0V2-001 | CD071001 | Q/R/9/8-DC2 | 22 | QSFP-100G-SR4-S | MPO | 56 | Backup-->Compute Switch | Yes | F64 | Backup | Fiber | Compute Leaf 1 | MPO
Commvault | sdtpdgv20100501 | DC138002 | Q/R/6-DC2 | 38 | SFP-100G-SR-S= | MPO | 20 | N9K-C93240YC-FX2 | SWA-MAIN-0V2-002 | CD071001 | Q/R/10/9-DC2 | 22 | QSFP-100G-SR4-S | MPO | 56 | Backup-->Compute Switch | Yes | F65 | Backup | Fiber | Compute Leaf 2 | MPO
Commvault | sdtpdgv20100502 | DC138002 | Q/R/6-DC2 | 35 | SFP-100G-SR-S= | MPO | 19 | N9K-C93240YC-FX2 | SWA-MAIN-0V2-001 | CD071001 | Q/R/9/8-DC2 | 22 | QSFP-100G-SR4-S | MPO | 57 | Backup-->Compute Switch | Yes | F66 | Backup | Fiber | Compute Leaf 1 | MPO
Commvault | sdtpdgv20100502 | DC138002 | Q/R/6-DC2 | 35 | SFP-100G-SR-S= | MPO | 20 | N9K-C93240YC-FX2 | SWA-MAIN-0V2-002 | CD071001 | Q/R/10/9-DC2 | 22 | QSFP-100G-SR4-S | MPO | 57 | Backup-->Compute Switch | Yes | F67 | Backup | Fiber | Compute Leaf 2 | MPO
Primera A630 | SDTPDGV2C100102 | DC138002 | Q/R/6-DC2 | 15 | Ethernet | RJ45 | Mgmt-N0 | C9300-48T-A | SWC-ADM-0V2-001 | CD071001 | Q/R/10/9-DC2 | 33 | Ethernet | RJ45 | 1/0/33 | OOB Mgmt | Yes | F68 | Block Storage | Cat 6 | OOB Switch 2 | Cat 6
Primera A630 | SDTPDGV2C100102 | DC138002 | Q/R/6-DC2 | 15 | Ethernet | RJ45 | Mgmt-N1 | C9300-48T-A | SWC-ADM-0V2-002 | CD071001 | Q/R/10/9-DC2 | 31 | Ethernet | RJ45 | 2/0/33 | OOB Mgmt | Yes | F69 | Block Storage | Cat 6 | OOB Switch 2 | Cat 6
Primera A630 | SDTPDGV2C100103 | DC138002 | Q/R/7-DC2 | 15 | Ethernet | RJ45 | Mgmt-N0 | C9300-48T-A | SWC-ADM-0V2-001 | CD071001 | Q/R/10/9-DC2 | 33 | Ethernet | RJ45 | 1/0/34 | OOB Mgmt | Yes | F70 | Block Storage | Cat 6 | OOB Switch 2 | Cat 6
Primera A630 | SDTPDGV2C100103 | DC138002 | Q/R/7-DC2 | 15 | Ethernet | RJ45 | Mgmt-N1 | C9300-48T-A | SWC-ADM-0V2-002 | CD071001 | Q/R/10/9-DC2 | 31 | Ethernet | RJ45 | 2/0/34 | OOB Mgmt | Yes | F71 | Block Storage | Cat 6 | OOB Switch 2 | Cat 6
Dell Unity | SDTPDEV2C100200 | DC138002 | Q/R/7-DC2 | 34 | Ethernet | RJ45 | Mgmt-SPA-0 | C9300-48T-A | SWC-ADM-VA2-001 | CD071001 | Q/R/10/9-DC2 | 31 | Ethernet | RJ45 | Gi1/0/35 | OOB Mgmt | Yes | NA | OOB Mgmt | Cat 6 | OOB Switch 1 | Cat 6
Dell Unity | SDTPDEV2C100200 | DC138002 | Q/R/7-DC2 | 34 | Ethernet | RJ45 | Mgmt-SPB-0 | C9300-48T-A | SWC-ADM-VA2-001 | CD071001 | Q/R/10/9-DC2 | 31 | Ethernet | RJ45 | Gi2/0/35 | OOB Mgmt | Yes | NA | OOB Mgmt | Cat 6 | OOB Switch 2 | Cat 6
Dell Unity | SDTPDEV2C100200 | DC138002 | Q/R/7-DC2 | 34 | SFP-25G-SR-S= | MM-LC | SPA-S0-P0 | N9K-C93240YC-FX2 | SWA-MAIN-VA2-002 | CD071001 | Q/R/9/8-DC2 | 22 | SFP-25G-SR-S= | MM-LC | Eth1/12 | Access | Yes | NA | NAS Storage | Fiber | Compute Switch 1 | Fiber
Dell Unity | SDTPDEV2C100200 | DC138002 | Q/R/7-DC2 | 34 | SFP-25G-SR-S= | MM-LC | SPA-S0-P1 | N9K-C93240YC-FX2 | SWA-MAIN-VA2-001 | CD071001 | Q/R/9/8-DC2 | 22 | SFP-25G-SR-S= | MM-LC | Eth1/12 | Access | Yes | NA | NAS Storage | Fiber | Compute Switch 1 | Fiber
Dell Unity | SDTPDEV2C100200 | DC138002 | Q/R/7-DC2 | 34 | SFP-25G-SR-S= | MM-LC | SPA-S0-P2 | N9K-C93240YC-FX2 | SWA-MAIN-VA2-002 | CD071001 | Q/R/9/8-DC2 | 22 | SFP-25G-SR-S= | MM-LC | Eth1/13 | Access | Yes | NA | NAS Storage | Fiber | Compute Switch 1 | Fiber
Dell Unity | SDTPDEV2C100200 | DC138002 | Q/R/7-DC2 | 34 | SFP-25G-SR-S= | MM-LC | SPA-S0-P3 | N9K-C93240YC-FX2 | SWA-MAIN-VA2-001 | CD071001 | Q/R/9/8-DC2 | 22 | SFP-25G-SR-S= | MM-LC | Eth1/13 | Access | Yes | NA | NAS Storage | Fiber | Compute Switch 1 | Fiber
Dell Unity | SDTPDEV2C100200 | DC138002 | Q/R/7-DC2 | 34 | SFP-25G-SR-S= | MM-LC | SPB-S0-P0 | N9K-C93240YC-FX2 | SWA-MAIN-VA2-002 | CD071001 | Q/R/10/9-DC2 | 22 | SFP-25G-SR-S= | MM-LC | Eth1/14 | Access | Yes | NA | NAS Storage | Fiber | Compute Switch 2 | Fiber
Dell Unity | SDTPDEV2C100200 | DC138002 | Q/R/7-DC2 | 34 | SFP-25G-SR-S= | MM-LC | SPB-S0-P1 | N9K-C93240YC-FX2 | SWA-MAIN-VA2-001 | CD071001 | Q/R/10/9-DC2 | 22 | SFP-25G-SR-S= | MM-LC | Eth1/14 | Access | Yes | NA | NAS Storage | Fiber | Compute Switch 2 | Fiber
Dell Unity | SDTPDEV2C100200 | DC138002 | Q/R/7-DC2 | 34 | SFP-25G-SR-S= | MM-LC | SPB-S0-P2 | N9K-C93240YC-FX2 | SWA-MAIN-VA2-002 | CD071001 | Q/R/10/9-DC2 | 22 | SFP-25G-SR-S= | MM-LC | Eth1/15 | Access | Yes | NA | NAS Storage | Fiber | Compute Switch 2 | Fiber
Dell Unity | SDTPDEV2C100200 | DC138002 | Q/R/7-DC2 | 34 | SFP-25G-SR-S= | MM-LC | SPB-S0-P3 | N9K-C93240YC-FX2 | SWA-MAIN-VA2-001 | CD071001 | Q/R/10/9-DC2 | 22 | SFP-25G-SR-S= | MM-LC | Eth1/15 | Access | Yes | NA | NAS Storage | Fiber | Compute Switch 2 | Fiber

## BACKUP_DAC-DC1
INDEX
From Source
Device Description | Device Hostname | Data Center Number | Rack Number | Rack Position | Interface Type | Connector Type | Interface Port | Device Description | Device Hostname | Room Name | Rack Number | Rack Position | Interface Type | Connector Type | Interface Port | Length | Comments | SFP Loaded
Equipment detail | Source Device name | Data Center Number | Source Rack | RU | SFP Optics | Connector | Port | Equipment detail | Dest Device name |  | Dest Rack | RU | SFP Optics | Connector | Port | Cable Length | Comments - Purpose & Info | Cable Connected(Yes/No) | Device Function | Cable Type
Commvault | SDTPDGV1S100501 | DC138001 | Z/AA/3-DC1 | 10--23 | 25G | SFP+ | 1 | DL 380 | SDTPDGV1S100601 | DC138001 | Z/AA/3-DC1 | 10--23 | 25G | SFP+ | ALOM Slot 1 | 4 Meters | Cables delivered with device | Yes | Backup switch | DAC
Commvault | SDTPDGV1S100501 | DC138001 | Z/AA/3-DC1 | 10--23 | 25G | SFP+ | 2 | DL 380 | SDTPDGV1S100602 | DC138001 | Z/AA/3-DC1 | 10--23 | 25G | SFP+ | ALOM Slot 1 | 4 Meters | Cables delivered with device | Yes | Backup switch | DAC
Commvault | SDTPDGV1S100501 | DC138001 | Z/AA/3-DC1 | 10--23 | 25G | SFP+ | 3 | DL 380 | SDTPDGV1S100603 | DC138001 | Z/AA/3-DC1 | 10--23 | 25G | SFP+ | ALOM Slot 1 | 4 Meters | Cables delivered with device | Yes | Backup switch | DAC
Commvault | SDTPDGV1S100501 | DC138001 | Z/AA/3-DC1 | 10--23 | 25G | SFP+ | 4 | DL 380 | SDTPDGV1S100604 | DC138001 | Z/AA/3-DC1 | 10--23 | 25G | SFP+ | ALOM Slot 1 | 4 Meters | Cables delivered with device | Yes | Backup switch | DAC
Commvault | SDTPDGV1S100501 | DC138001 | Z/AA/3-DC1 | 10--23 | 25G | SFP+ | 5 | DL 380 | SDTPDGV1S100605 | DC138001 | Z/AA/3-DC1 | 10--23 | 25G | SFP+ | ALOM Slot 1 | 4 Meters | Cables delivered with device | Yes | Backup switch | DAC
Commvault | SDTPDGV1S100501 | DC138001 | Z/AA/3-DC1 | 10--23 | 25G | SFP+ | 6 | DL 380 | SDTPDGV1S100606 | DC138001 | Z/AA/3-DC1 | 10--23 | 25G | SFP+ | ALOM Slot 1 | 4 Meters | Cables delivered with device | Yes | Backup switch | DAC
Commvault | SDTPDGV1S100501 | DC138001 | Z/AA/3-DC1 | 10--23 | 25G | SFP+ | 7 | DL 380 | SDTPDGV1S100607 | DC138001 | Z/AA/3-DC1 | 10--23 | 25G | SFP+ | ALOM Slot 1 | 4 Meters | Cables delivered with device | Yes | Backup switch | DAC
Commvault | SDTPDGV1S100501 | DC138001 | Z/AA/3-DC1 | 10--23 | 25G | SFP+ | 12 | DL 380 | SDTPDGV1S100601 | DC138001 | Z/AA/3-DC1 | 10--23 | 25G | SFP+ | ALOM Slot 2 | 4 Meters | Cables delivered with device | Yes | Backup switch | DAC
Commvault | SDTPDGV1S100501 | DC138001 | Z/AA/3-DC1 | 10--23 | 25G | SFP+ | 13 | DL 380 | SDTPDGV1S100602 | DC138001 | Z/AA/3-DC1 | 10--23 | 25G | SFP+ | ALOM Slot 2 | 4 Meters | Cables delivered with device | Yes | Backup switch | DAC
Commvault | SDTPDGV1S100501 | DC138001 | Z/AA/3-DC1 | 10--23 | 25G | SFP+ | 14 | DL 380 | SDTPDGV1S100603 | DC138001 | Z/AA/3-DC1 | 10--23 | 25G | SFP+ | ALOM Slot 2 | 4 Meters | Cables delivered with device | Yes | Backup switch | DAC
Commvault | SDTPDGV1S100501 | DC138001 | Z/AA/3-DC1 | 10--23 | 25G | SFP+ | 15 | DL 380 | SDTPDGV1S100604 | DC138001 | Z/AA/3-DC1 | 10--23 | 25G | SFP+ | ALOM Slot 2 | 4 Meters | Cables delivered with device | Yes | Backup switch | DAC
Commvault | SDTPDGV1S100501 | DC138001 | Z/AA/3-DC1 | 10--23 | 25G | SFP+ | 16 | DL 380 | SDTPDGV1S100605 | DC138001 | Z/AA/3-DC1 | 10--23 | 25G | SFP+ | ALOM Slot 2 | 4 Meters | Cables delivered with device | Yes | Backup switch | DAC
Commvault | SDTPDGV1S100501 | DC138001 | Z/AA/3-DC1 | 10--23 | 25G | SFP+ | 17 | DL 380 | SDTPDGV1S100606 | DC138001 | Z/AA/3-DC1 | 10--23 | 25G | SFP+ | ALOM Slot 2 | 4 Meters | Cables delivered with device | Yes | Backup switch | DAC
Commvault | SDTPDGV1S100501 | DC138001 | Z/AA/3-DC1 | 10--23 | 25G | SFP+ | 18 | DL 380 | SDTPDGV1S100607 | DC138001 | Z/AA/3-DC1 | 10--23 | 25G | SFP+ | ALOM Slot 2 | 4 Meters | Cables delivered with device | Yes | Backup switch | DAC
Commvault | SDTPDGV1S100502 | DC138001 | Z/AA/3-DC1 | 10--23 | 25G | SFP+ | 1 | DL 380 | SDTPDGV1S100601 | DC138001 | Z/AA/3-DC1 | 10--23 | 25G | SFP+ | PCIE_3/1 | 4 Meters | Cables delivered with device | Yes | Backup switch | DAC
Commvault | SDTPDGV1S100502 | DC138001 | Z/AA/3-DC1 | 10--23 | 25G | SFP+ | 2 | DL 380 | SDTPDGV1S100602 | DC138001 | Z/AA/3-DC1 | 10--23 | 25G | SFP+ | PCIE_3/1 | 4 Meters | Cables delivered with device | Yes | Backup switch | DAC
Commvault | SDTPDGV1S100502 | DC138001 | Z/AA/3-DC1 | 10--23 | 25G | SFP+ | 3 | DL 380 | SDTPDGV1S100603 | DC138001 | Z/AA/3-DC1 | 10--23 | 25G | SFP+ | PCIE_3/1 | 4 Meters | Cables delivered with device | Yes | Backup switch | DAC
Commvault | SDTPDGV1S100502 | DC138001 | Z/AA/3-DC1 | 10--23 | 25G | SFP+ | 4 | DL 380 | SDTPDGV1S100604 | DC138001 | Z/AA/3-DC1 | 10--23 | 25G | SFP+ | PCIE_3/1 | 4 Meters | Cables delivered with device | Yes | Backup switch | DAC
Commvault | SDTPDGV1S100502 | DC138001 | Z/AA/3-DC1 | 10--23 | 25G | SFP+ | 5 | DL 380 | SDTPDGV1S100605 | DC138001 | Z/AA/3-DC1 | 10--23 | 25G | SFP+ | PCIE_3/1 | 4 Meters | Cables delivered with device | Yes | Backup switch | DAC
Commvault | SDTPDGV1S100502 | DC138001 | Z/AA/3-DC1 | 10--23 | 25G | SFP+ | 6 | DL 380 | SDTPDGV1S100606 | DC138001 | Z/AA/3-DC1 | 10--23 | 25G | SFP+ | PCIE_3/1 | 4 Meters | Cables delivered with device | Yes | Backup switch | DAC
Commvault | SDTPDGV1S100502 | DC138001 | Z/AA/3-DC1 | 10--23 | 25G | SFP+ | 7 | DL 380 | SDTPDGV1S100607 | DC138001 | Z/AA/3-DC1 | 10--23 | 25G | SFP+ | PCIE_3/1 | 4 Meters | Cables delivered with device | Yes | Backup switch | DAC
Commvault | SDTPDGV1S100502 | DC138001 | Z/AA/3-DC1 | 10--23 | 25G | SFP+ | 12 | DL 380 | SDTPDGV1S100601 | DC138001 | Z/AA/3-DC1 | 10--23 | 25G | SFP+ | PCIE_3/2 | 4 Meters | Cables delivered with device | Yes | Backup switch | DAC
Commvault | SDTPDGV1S100502 | DC138001 | Z/AA/3-DC1 | 10--23 | 25G | SFP+ | 13 | DL 380 | SDTPDGV1S100602 | DC138001 | Z/AA/3-DC1 | 10--23 | 25G | SFP+ | PCIE_3/2 | 4 Meters | Cables delivered with device | Yes | Backup switch | DAC
Commvault | SDTPDGV1S100502 | DC138001 | Z/AA/3-DC1 | 10--23 | 25G | SFP+ | 14 | DL 380 | SDTPDGV1S100603 | DC138001 | Z/AA/3-DC1 | 10--23 | 25G | SFP+ | PCIE_3/2 | 4 Meters | Cables delivered with device | Yes | Backup switch | DAC
Commvault | SDTPDGV1S100502 | DC138001 | Z/AA/3-DC1 | 10--23 | 25G | SFP+ | 15 | DL 380 | SDTPDGV1S100604 | DC138001 | Z/AA/3-DC1 | 10--23 | 25G | SFP+ | PCIE_3/2 | 4 Meters | Cables delivered with device | Yes | Backup switch | DAC
Commvault | SDTPDGV1S100502 | DC138001 | Z/AA/3-DC1 | 10--23 | 25G | SFP+ | 16 | DL 380 | SDTPDGV1S100605 | DC138001 | Z/AA/3-DC1 | 10--23 | 25G | SFP+ | PCIE_3/2 | 4 Meters | Cables delivered with device | Yes | Backup switch | DAC
Commvault | SDTPDGV1S100502 | DC138001 | Z/AA/3-DC1 | 10--23 | 25G | SFP+ | 17 | DL 380 | SDTPDGV1S100606 | DC138001 | Z/AA/3-DC1 | 10--23 | 25G | SFP+ | PCIE_3/2 | 4 Meters | Cables delivered with device | Yes | Backup switch | DAC
Commvault | SDTPDGV1S100502 | DC138001 | Z/AA/3-DC1 | 10--23 | 25G | SFP+ | 18 | DL 380 | SDTPDGV1S100607 | DC138001 | Z/AA/3-DC1 | 10--23 | 25G | SFP+ | PCIE_3/2 | 4 Meters | Cables delivered with device | Yes | Backup switch | DAC
Commvault | SDTPDGV1S100501 | DC138001 | Z/AA/3-DC1 | 10--23 | 100G | SFP+ | 21 | Commvault | SDTPDGV1S100502 | DC138001 | Z/AA/3-DC1 | 10--23 | 25G | SFP+ | 21 | 4 Meters | Cables delivered with device | Yes | Backup switch | ISL
Commvault | SDTPDGV1S100501 | DC138001 | Z/AA/3-DC1 | 10--23 | 100G | SFP+ | 22 | Commvault | SDTPDGV1S100502 | DC138001 | Z/AA/3-DC1 | 10--23 | 25G | SFP+ | 22 | 4 Meters | Cables delivered with device | Yes | Backup switch | ISL

## BACKUP_DAC-DC2
INDEX
From Source
Device Description | Device Hostname | Data Center Number | Rack Number | Rack Position | Interface Type | Connector Type | Interface Port | Device Description | Device Hostname | Room Name | Rack Number | Rack Position | Interface Type | Connector Type | Interface Port | Length | Comments
Equipment detail | Source Device name | Data Center Number | Source Rack | RU | SFP Optics | Connector | Port | Equipment detail | Dest Device name |  | Dest Rack | RU | SFP Optics | Connector | Port | Cable Length | Comments - Purpose & Info | Device Function | Cable Type
Commvault | SDTPDGV2S100501 | DC138002 | Q/R/6-DC2 | 8--21 | 25G | SFP+ | 1 | DL 380 | SDTPDGV2S100601 | DC138002 | Q/R/6-DC2 | 8--21 | 25G | SFP+ | ALOM Slot 1 | 4 Meters | Cables delivered with device | Backup switch | DAC
Commvault | SDTPDGV2S100501 | DC138002 | Q/R/6-DC2 | 8--21 | 25G | SFP+ | 2 | DL 380 | SDTPDGV2S100602 | DC138002 | Q/R/6-DC2 | 8--21 | 25G | SFP+ | ALOM Slot 1 | 4 Meters | Cables delivered with device | Backup switch | DAC
Commvault | SDTPDGV2S100501 | DC138002 | Q/R/6-DC2 | 8--21 | 25G | SFP+ | 3 | DL 380 | SDTPDGV2S100603 | DC138002 | Q/R/6-DC2 | 8--21 | 25G | SFP+ | ALOM Slot 1 | 4 Meters | Cables delivered with device | Backup switch | DAC
Commvault | SDTPDGV2S100501 | DC138002 | Q/R/6-DC2 | 8--21 | 25G | SFP+ | 4 | DL 380 | SDTPDGV2S100604 | DC138002 | Q/R/6-DC2 | 8--21 | 25G | SFP+ | ALOM Slot 1 | 4 Meters | Cables delivered with device | Backup switch | DAC
Commvault | SDTPDGV2S100501 | DC138002 | Q/R/6-DC2 | 8--21 | 25G | SFP+ | 5 | DL 380 | SDTPDGV2S100605 | DC138002 | Q/R/6-DC2 | 8--21 | 25G | SFP+ | ALOM Slot 1 | 4 Meters | Cables delivered with device | Backup switch | DAC
Commvault | SDTPDGV2S100501 | DC138002 | Q/R/6-DC2 | 8--21 | 25G | SFP+ | 6 | DL 380 | SDTPDGV2S100606 | DC138002 | Q/R/6-DC2 | 8--21 | 25G | SFP+ | ALOM Slot 1 | 4 Meters | Cables delivered with device | Backup switch | DAC
Commvault | SDTPDGV2S100501 | DC138002 | Q/R/6-DC2 | 8--21 | 25G | SFP+ | 7 | DL 380 | SDTPDGV2S100607 | DC138002 | Q/R/6-DC2 | 8--21 | 25G | SFP+ | ALOM Slot 1 | 4 Meters | Cables delivered with device | Backup switch | DAC
Commvault | SDTPDGV2S100501 | DC138002 | Q/R/6-DC2 | 8--21 | 25G | SFP+ | 12 | DL 380 | SDTPDGV2S100601 | DC138002 | Q/R/6-DC2 | 8--21 | 25G | SFP+ | ALOM Slot 2 | 4 Meters | Cables delivered with device | Backup switch | DAC
Commvault | SDTPDGV2S100501 | DC138002 | Q/R/6-DC2 | 8--21 | 25G | SFP+ | 13 | DL 380 | SDTPDGV2S100602 | DC138002 | Q/R/6-DC2 | 8--21 | 25G | SFP+ | ALOM Slot 2 | 4 Meters | Cables delivered with device | Backup switch | DAC
Commvault | SDTPDGV2S100501 | DC138002 | Q/R/6-DC2 | 8--21 | 25G | SFP+ | 14 | DL 380 | SDTPDGV2S100603 | DC138002 | Q/R/6-DC2 | 8--21 | 25G | SFP+ | ALOM Slot 2 | 4 Meters | Cables delivered with device | Backup switch | DAC
Commvault | SDTPDGV2S100501 | DC138002 | Q/R/6-DC2 | 8--21 | 25G | SFP+ | 15 | DL 380 | SDTPDGV2S100604 | DC138002 | Q/R/6-DC2 | 8--21 | 25G | SFP+ | ALOM Slot 2 | 4 Meters | Cables delivered with device | Backup switch | DAC
Commvault | SDTPDGV2S100501 | DC138002 | Q/R/6-DC2 | 8--21 | 25G | SFP+ | 16 | DL 380 | SDTPDGV2S100605 | DC138002 | Q/R/6-DC2 | 8--21 | 25G | SFP+ | ALOM Slot 2 | 4 Meters | Cables delivered with device | Backup switch | DAC
Commvault | SDTPDGV2S100501 | DC138002 | Q/R/6-DC2 | 8--21 | 25G | SFP+ | 17 | DL 380 | SDTPDGV2S100606 | DC138002 | Q/R/6-DC2 | 8--21 | 25G | SFP+ | ALOM Slot 2 | 4 Meters | Cables delivered with device | Backup switch | DAC
Commvault | SDTPDGV2S100501 | DC138002 | Q/R/6-DC2 | 8--21 | 25G | SFP+ | 18 | DL 380 | SDTPDGV2S100607 | DC138002 | Q/R/6-DC2 | 8--21 | 25G | SFP+ | ALOM Slot 2 | 4 Meters | Cables delivered with device | Backup switch | DAC
Commvault | SDTPDGV2S100502 | DC138002 | Q/R/6-DC2 | 8--21 | 25G | SFP+ | 1 | DL 380 | SDTPDGV2S100601 | DC138002 | Q/R/6-DC2 | 8--21 | 25G | SFP+ | PCIE_3/1 | 4 Meters | Cables delivered with device | Backup switch | DAC
Commvault | SDTPDGV2S100502 | DC138002 | Q/R/6-DC2 | 8--21 | 25G | SFP+ | 2 | DL 380 | SDTPDGV2S100602 | DC138002 | Q/R/6-DC2 | 8--21 | 25G | SFP+ | PCIE_3/1 | 4 Meters | Cables delivered with device | Backup switch | DAC
Commvault | SDTPDGV2S100502 | DC138002 | Q/R/6-DC2 | 8--21 | 25G | SFP+ | 3 | DL 380 | SDTPDGV2S100603 | DC138002 | Q/R/6-DC2 | 8--21 | 25G | SFP+ | PCIE_3/1 | 4 Meters | Cables delivered with device | Backup switch | DAC
Commvault | SDTPDGV2S100502 | DC138002 | Q/R/6-DC2 | 8--21 | 25G | SFP+ | 4 | DL 380 | SDTPDGV2S100604 | DC138002 | Q/R/6-DC2 | 8--21 | 25G | SFP+ | PCIE_3/1 | 4 Meters | Cables delivered with device | Backup switch | DAC
Commvault | SDTPDGV2S100502 | DC138002 | Q/R/6-DC2 | 8--21 | 25G | SFP+ | 5 | DL 380 | SDTPDGV2S100605 | DC138002 | Q/R/6-DC2 | 8--21 | 25G | SFP+ | PCIE_3/1 | 4 Meters | Cables delivered with device | Backup switch | DAC
Commvault | SDTPDGV2S100502 | DC138002 | Q/R/6-DC2 | 8--21 | 25G | SFP+ | 6 | DL 380 | SDTPDGV2S100606 | DC138002 | Q/R/6-DC2 | 8--21 | 25G | SFP+ | PCIE_3/1 | 4 Meters | Cables delivered with device | Backup switch | DAC
Commvault | SDTPDGV2S100502 | DC138002 | Q/R/6-DC2 | 8--21 | 25G | SFP+ | 7 | DL 380 | SDTPDGV2S100607 | DC138002 | Q/R/6-DC2 | 8--21 | 25G | SFP+ | PCIE_3/1 | 4 Meters | Cables delivered with device | Backup switch | DAC
Commvault | SDTPDGV2S100502 | DC138002 | Q/R/6-DC2 | 8--21 | 25G | SFP+ | 12 | DL 380 | SDTPDGV2S100601 | DC138002 | Q/R/6-DC2 | 8--21 | 25G | SFP+ | PCIE_3/2 | 4 Meters | Cables delivered with device | Backup switch | DAC
Commvault | SDTPDGV2S100502 | DC138002 | Q/R/6-DC2 | 8--21 | 25G | SFP+ | 13 | DL 380 | SDTPDGV2S100602 | DC138002 | Q/R/6-DC2 | 8--21 | 25G | SFP+ | PCIE_3/2 | 4 Meters | Cables delivered with device | Backup switch | DAC
Commvault | SDTPDGV2S100502 | DC138002 | Q/R/6-DC2 | 8--21 | 25G | SFP+ | 14 | DL 380 | SDTPDGV2S100603 | DC138002 | Q/R/6-DC2 | 8--21 | 25G | SFP+ | PCIE_3/2 | 4 Meters | Cables delivered with device | Backup switch | DAC
Commvault | SDTPDGV2S100502 | DC138002 | Q/R/6-DC2 | 8--21 | 25G | SFP+ | 15 | DL 380 | SDTPDGV2S100604 | DC138002 | Q/R/6-DC2 | 8--21 | 25G | SFP+ | PCIE_3/2 | 4 Meters | Cables delivered with device | Backup switch | DAC
Commvault | SDTPDGV2S100502 | DC138002 | Q/R/6-DC2 | 8--21 | 25G | SFP+ | 16 | DL 380 | SDTPDGV2S100605 | DC138002 | Q/R/6-DC2 | 8--21 | 25G | SFP+ | PCIE_3/2 | 4 Meters | Cables delivered with device | Backup switch | DAC
Commvault | SDTPDGV2S100502 | DC138002 | Q/R/6-DC2 | 8--21 | 25G | SFP+ | 17 | DL 380 | SDTPDGV2S100606 | DC138002 | Q/R/6-DC2 | 8--21 | 25G | SFP+ | PCIE_3/2 | 4 Meters | Cables delivered with device | Backup switch | DAC
Commvault | SDTPDGV2S100502 | DC138002 | Q/R/6-DC2 | 8--21 | 25G | SFP+ | 18 | DL 380 | SDTPDGV2S100607 | DC138002 | Q/R/6-DC2 | 8--21 | 25G | SFP+ | PCIE_3/2 | 4 Meters | Cables delivered with device | Backup switch | DAC
Commvault | SDTPDGV2S100501 | DC138002 | Q/R/6-DC2 | 8--21 | 100G | SFP+ | 21 | Commvault | SDTPDGV2S100502 | DC138002 | Q/R/6-DC2 | 8--21 | 25G | SFP+ | 21 | 4 Meters | Cables delivered with device | Backup switch | ISL
Commvault | SDTPDGV2S100501 | DC138002 | Q/R/6-DC2 | 8--21 | 100G | SFP+ | 22 | Commvault | SDTPDGV2S100502 | DC138002 | Q/R/6-DC2 | 8--21 | 25G | SFP+ | 22 | 4 Meters | Cables delivered with device | Backup switch | ISL

## SAN_FC-DC1
INDEX
From Source | [10 empty] | To Target
Device Description | Device Hostname | Data Center Number | Rack Number | Rack Position | Interface Type | Connector Type | Interface Port | Patch Panel | Port | Uplink | Patch Panel | Port | Device Description | Device Hostname | Room Name | Rack Number | Rack Position | Interface Type | Connector Type | Interface Port | Comments | SFP Loaded
Equipment detail | Source Device name | Data Center Number | Source Rack | RU | SFP Optics | Connector | Port | NA | NA | NA | NA | NA | Equipment detail | Dest Device name |  | Dest Rack |  | SFP Optics | Connector | Port | Comments - Purpose & Info | Cable Connected | CABLE NUMBER | Device Function | Cable Type | Device Function | Cable Type | Cable Color | Cable Color
Primera A630 | SDTPDGV1C100101-N0 | DC138001 | Z/AA/7-DC1 | 15 | 32 Gbps | SFP+ | PCIe 3/1 | NA | NA | NA | NA | NA | SAN switch | SDTPDGV1C100301 | DC138001 | Z/AA/7-DC1 | 39 | 32 Gbps | SFP+ | 25 | Storage connectivity | Yes | F68 | Block Storage | LC | San fabric | LC
Primera A630 | SDTPDGV1C100101-N1 | DC138001 | Z/AA/7-DC1 | 15 | 32 Gbps | SFP+ | PCIe 3/1 | NA | NA | NA | NA | NA | SAN switch | SDTPDGV1C100301 | DC138001 | Z/AA/7-DC1 | 39 | 32 Gbps | SFP+ | 24 | Storage connectivity | Yes | F69 | Block Storage | LC | San fabric | LC
Primera A630 | SDTPDGV1C100101-N0 | DC138001 | Z/AA/7-DC1 | 15 | 32 Gbps | SFP+ | PCIe 3/2 | NA | NA | NA | NA | NA | SAN switch | SDTPDGV1C100302 | DC138001 | Z/AA/6-DC1 | 39 | 32 Gbps | SFP+ | 24 | Storage connectivity | Yes | F70 | Block Storage | LC | San fabric | LC
Primera A630 | SDTPDGV1C100101-N1 | DC138001 | Z/AA/7-DC1 | 15 | 32 Gbps | SFP+ | PCIe 3/2 | NA | NA | NA | NA | NA | SAN switch | SDTPDGV1C100302 | DC138001 | Z/AA/6-DC1 | 39 | 32 Gbps | SFP+ | 25 | Storage connectivity | Yes | F71 | Block Storage | LC | San fabric | LC
Primera A630 | SDTPDGV1C100101-N0 | DC138001 | Z/AA/7-DC1 | 15 | 32 Gbps | SFP+ | PCIe 3/3 | NA | NA | NA | NA | NA | SAN switch | SDTPDGV1C100301 | DC138001 | Z/AA/7-DC1 | 39 | 32 Gbps | SFP+ | 27 | Storage connectivity | Yes | F72 | Block Storage | LC | San fabric | LC
Primera A630 | SDTPDGV1C100101-N1 | DC138001 | Z/AA/7-DC1 | 15 | 32 Gbps | SFP+ | PCIe 3/3 | NA | NA | NA | NA | NA | SAN switch | SDTPDGV1C100301 | DC138001 | Z/AA/7-DC1 | 39 | 32 Gbps | SFP+ | 26 | Storage connectivity | Yes | F73 | Block Storage | LC | San fabric | LC
Primera A630 | SDTPDGV1C100101-N0 | DC138001 | Z/AA/7-DC1 | 15 | 32 Gbps | SFP+ | PCIe 3/4 | NA | NA | NA | NA | NA | SAN switch | SDTPDGV1C100302 | DC138001 | Z/AA/6-DC1 | 39 | 32 Gbps | SFP+ | 26 | Storage connectivity | Yes | F74 | Block Storage | LC | San fabric | LC
Primera A630 | SDTPDGV1C100101-N1 | DC138001 | Z/AA/7-DC1 | 15 | 32 Gbps | SFP+ | PCIe 3/4 | NA | NA | NA | NA | NA | SAN switch | SDTPDGV1C100302 | DC138001 | Z/AA/6-DC1 | 39 | 32 Gbps | SFP+ | 27 | Storage connectivity | Yes | F75 | Block Storage | LC | San fabric | LC
Primera A630 | SDTPDGV1C100101-N0 | DC138001 | Z/AA/7-DC1 | 15 | 32 Gbps | SFP+ | PCIe 4/1 | NA | NA | NA | NA | NA | SAN switch | SDTPDGV1C100301 | DC138001 | Z/AA/7-DC1 | 39 | 32 Gbps | SFP+ | 29 | Storage connectivity | Yes | F76 | Block Storage | LC | San fabric | LC
Primera A630 | SDTPDGV1C100101-N1 | DC138001 | Z/AA/7-DC1 | 15 | 32 Gbps | SFP+ | PCIe 4/1 | NA | NA | NA | NA | NA | SAN switch | SDTPDGV1C100301 | DC138001 | Z/AA/7-DC1 | 39 | 32 Gbps | SFP+ | 28 | Storage connectivity | Yes | F77 | Block Storage | LC | San fabric | LC
Primera A630 | SDTPDGV1C100101-N0 | DC138001 | Z/AA/7-DC1 | 15 | 32 Gbps | SFP+ | PCIe 4/2 | NA | NA | NA | NA | NA | SAN switch | SDTPDGV1C100302 | DC138001 | Z/AA/6-DC1 | 39 | 32 Gbps | SFP+ | 28 | Storage connectivity | Yes | F78 | Block Storage | LC | San fabric | LC
Primera A630 | SDTPDGV1C100101-N1 | DC138001 | Z/AA/7-DC1 | 15 | 32 Gbps | SFP+ | PCIe 4/2 | NA | NA | NA | NA | NA | SAN switch | SDTPDGV1C100302 | DC138001 | Z/AA/6-DC1 | 39 | 32 Gbps | SFP+ | 29 | Storage connectivity | Yes | F79 | Block Storage | LC | San fabric | LC
Primera A630 | SDTPDGV1C100101-N0 | DC138001 | Z/AA/7-DC1 | 15 | 32 Gbps | SFP+ | PCIe 4/3 | NA | NA | NA | NA | NA | SAN switch | SDTPDGV1C100301 | DC138001 | Z/AA/7-DC1 | 39 | 32 Gbps | SFP+ | 31 | Storage connectivity | Yes | F80 | Block Storage | LC | San fabric | LC
Primera A630 | SDTPDGV1C100101-N1 | DC138001 | Z/AA/7-DC1 | 15 | 32 Gbps | SFP+ | PCIe 4/3 | NA | NA | NA | NA | NA | SAN switch | SDTPDGV1C100301 | DC138001 | Z/AA/7-DC1 | 39 | 32 Gbps | SFP+ | 30 | Storage connectivity | Yes | F81 | Block Storage | LC | San fabric | LC
Primera A630 | SDTPDGV1C100101-N0 | DC138001 | Z/AA/7-DC1 | 15 | 32 Gbps | SFP+ | PCIe 4/4 | NA | NA | NA | NA | NA | SAN switch | SDTPDGV1C100302 | DC138001 | Z/AA/6-DC1 | 39 | 32 Gbps | SFP+ | 30 | Storage connectivity | Yes | F82 | Block Storage | LC | San fabric | LC
Primera A630 | SDTPDGV1C100101-N1 | DC138001 | Z/AA/7-DC1 | 15 | 32 Gbps | SFP+ | PCIe 4/4 | NA | NA | NA | NA | NA | SAN switch | SDTPDGV1C100302 | DC138001 | Z/AA/6-DC1 | 39 | 32 Gbps | SFP+ | 31 | Storage connectivity | Yes | F83 | Block Storage | LC | San fabric | LC
Primera A630 | SDTPDGV1C100101-N0 | DC138001 | Z/AA/7-DC1 | 15 | 32 Gbps | SFP+ | 10G-B-1 | NA | NA | NA | NA | NA | SAN switch | SDTPDGV1C100301 | DC138001 | Z/AA/8-9 | 39 | 32 Gbps | SFP+ | 20 | Storage connectivity | Yes | NA | Block Storage | LC | Compute Leaf 1 | LC
Primera A630 | SDTPDGV1C100101-N1 | DC138001 | Z/AA/7-DC1 | 15 | 32 Gbps | SFP+ | 10G-B-1 | NA | NA | NA | NA | NA | SAN switch | SDTPDGV1C100301 | DC138001 | Z/AA/8-9 | 39 | 32 Gbps | SFP+ | 21 | Storage connectivity | Yes | NA | Block Storage | LC | Compute Leaf 1 | LC
Primera A630 | SDTPDGV1C100101-N0 | DC138001 | Z/AA/7-DC1 | 15 | 32 Gbps | SFP+ | 10G-B-2 | NA | NA | NA | NA | NA | SAN switch | SDTPDGV1C100302 | DC138001 | Z/AA/7-8 | 39 | 32 Gbps | SFP+ | 20 | Storage connectivity | Yes | NA | Block Storage | LC | Compute Leaf 2 | LC
Primera A630 | SDTPDGV1C100101-N1 | DC138001 | Z/AA/7-DC1 | 15 | 32 Gbps | SFP+ | 10G-B-2 | NA | NA | NA | NA | NA | SAN switch | SDTPDGV1C100302 | DC138001 | Z/AA/7-8 | 39 | 32 Gbps | SFP+ | 21 | Storage connectivity | Yes | NA | Block Storage | LC | Compute Leaf 2 | LC
HPE Composer | Frame1 Interconnect Module | DC138001 | Z/AA/5-DC1 | 11 | 100 Gbps | QSFP28 | 1/Q4 | NA | NA | NA | NA | NA | SAN switch | SDTPDGV1C100301 | DC138001 | Z/AA/7-DC1 | 39 | 32 Gbps | QSFP+ | 32 | Storage connectivity | Yes | NA | Compute SAN | MPO | San fabric | MPO Splitter cable
|  | DC138001 | [5 empty] | NA | NA | NA | NA | NA | SAN switch | SDTPDGV1C100301 | DC138001 | Z/AA/7-DC1 | 39 | 32 Gbps | QSFP+ | 33 | Storage connectivity | Yes | NA |  |  | San fabric | MPO Splitter cable
|  | DC138001 | [5 empty] | NA | NA | NA | NA | NA | SAN switch | SDTPDGV1C100301 | DC138001 | Z/AA/7-DC1 | 39 | 32 Gbps | QSFP+ | 34 | Storage connectivity | Yes | NA |  |  | San fabric | MPO Splitter cable
|  | DC138001 | [5 empty] | NA | NA | NA | NA | NA | SAN switch | SDTPDGV1C100301 | DC138001 | Z/AA/7-DC1 | 39 | 32 Gbps | QSFP+ | 35 | Storage connectivity | Yes | NA |  |  | San fabric | MPO Splitter cable
HPE Composer | Frame2 Interconnect Module | DC138001 | Z/AA/5-DC1 | 22 | 100 Gbps | QSFP28 | 2/Q4 | NA | NA | NA | NA | NA | SAN switch | SDTPDGV1C100302 | DC138001 | Z/AA/6-DC1 | 39 | 32 Gbps | QSFP+ | 32 | Storage connectivity | Yes | NA | Compute SAN | MPO | San fabric | MPO Splitter cable
|  | DC138001 | [5 empty] | NA | NA | NA | NA | NA | SAN switch | SDTPDGV1C100302 | DC138001 | Z/AA/6-DC1 | 39 | 32 Gbps | QSFP+ | 33 | Storage connectivity | Yes | NA |  |  | San fabric | MPO Splitter cable
|  | DC138001 | [5 empty] | NA | NA | NA | NA | NA | SAN switch | SDTPDGV1C100302 | DC138001 | Z/AA/6-DC1 | 39 | 32 Gbps | QSFP+ | 34 | Storage connectivity | Yes | NA |  |  | San fabric | MPO Splitter cable
|  | DC138001 | [5 empty] | NA | NA | NA | NA | NA | SAN switch | SDTPDGV1C100302 | DC138001 | Z/AA/6-DC1 | 39 | 32 Gbps | QSFP+ | 35 | Storage connectivity | Yes | NA |  |  | San fabric | MPO Splitter cable
SAN switch | SDTPDGV1C100301 | DC138001 | Z/AA/7-DC1 | 39 | 32 Gbps | Long wave SFP | 20 | R96-SB2650 | NA | NA | R96-SB709 | NA | SAN switch | SDTPDGV2S100301 | DC138002 | Q/R/6-DC2 | 36 | 32 Gbps | Long wave SFP | 20 | Connectivity between DC for FC replication | Yes | F84 | San fabric | LC | San fabric | LC
SAN switch | SDTPDGV1C100302 | DC138001 | Z/AA/6-DC1 | 39 | 32 Gbps | Long wave SFP | 20 | R96-SB2651 | NA | NA | R96-SB710 | NA | SAN switch | SDTPDGV2S100302 | DC138002 | Q/R/7-DC2 | 36 | 32 Gbps | Long wave SFP | 20 | Connectivity between DC for FC replication | Yes | F86 | San fabric | LC | San fabric | LC
SAN switch | SDTPDGV1C100301 | DC138001 | Z/AA/7-DC1 | 39 | 32 Gbps | Long wave SFP | 21 | R96-SB2652 | NA | NA | R96-SB711 | NA | SAN switch | SDTPDGV2S100301 | DC138002 | Q/R/6-DC2 | 36 | 32 Gbps | Long wave SFP | 21 | Connectivity between DC for FC replication | Yes | F84 | San fabric | LC | San fabric | LC
SAN switch | SDTPDGV1C100302 | DC138001 | Z/AA/6-DC1 | 39 | 32 Gbps | Long wave SFP | 21 | R96-SB2653 | NA | NA | R96-SB712 | NA | SAN switch | SDTPDGV2S100302 | DC138002 | Q/R/7-DC2 | 36 | 32 Gbps | Long wave SFP | 21 | Connectivity between DC for FC replication | Yes | F86 | San fabric | LC | San fabric | LC
Primera A630 | SDTPDGV1C100102-N0 | DC138001 | Z/AA/7-DC1 | 21 | 32 Gbps | SFP+ | PCIe 3/1 | NA | NA | NA | NA | NA | SAN switch | SDTPDGV1C100301 | DC138001 | Z/AA/7-DC1 | 39 | 32 Gbps | SFP+ | 36 | Storage connectivity | Yes | NA | Block Storage | LC | San fabric | LC
Primera A630 | SDTPDGV1C100102-N1 | DC138001 | Z/AA/7-DC1 | 22 | 32 Gbps | SFP+ | PCIe 3/1 | NA | NA | NA | NA | NA | SAN switch | SDTPDGV1C100301 | DC138001 | Z/AA/7-DC1 | 39 | 32 Gbps | SFP+ | 37 | Storage connectivity | Yes | NA | Block Storage | LC | San fabric | LC
Primera A630 | SDTPDGV1C100102-N0 | DC138001 | Z/AA/7-DC1 | 21 | 32 Gbps | SFP+ | PCIe 3/2 | NA | NA | NA | NA | NA | SAN switch | SDTPDGV1C100302 | DC138001 | Z/AA/6-DC1 | 39 | 32 Gbps | SFP+ | 36 | Storage connectivity | Yes | NA | Block Storage | LC | San fabric | LC
Primera A630 | SDTPDGV1C100102-N1 | DC138001 | Z/AA/7-DC1 | 22 | 32 Gbps | SFP+ | PCIe 3/2 | NA | NA | NA | NA | NA | SAN switch | SDTPDGV1C100302 | DC138001 | Z/AA/6-DC1 | 39 | 32 Gbps | SFP+ | 37 | Storage connectivity | Yes | NA | Block Storage | LC | San fabric | LC
Primera A630 | SDTPDGV1C100102-N0 | DC138001 | Z/AA/7-DC1 | 21 | 32 Gbps | SFP+ | PCIe 3/3 | NA | NA | NA | NA | NA | SAN switch | SDTPDGV1C100301 | DC138001 | Z/AA/7-DC1 | 39 | 32 Gbps | SFP+ | 38 | Storage connectivity | Yes | NA | Block Storage | LC | San fabric | LC
Primera A630 | SDTPDGV1C100102-N1 | DC138001 | Z/AA/7-DC1 | 22 | 32 Gbps | SFP+ | PCIe 3/3 | NA | NA | NA | NA | NA | SAN switch | SDTPDGV1C100301 | DC138001 | Z/AA/7-DC1 | 39 | 32 Gbps | SFP+ | 39 | Storage connectivity | Yes | NA | Block Storage | LC | San fabric | LC
Primera A630 | SDTPDGV1C100102-N0 | DC138001 | Z/AA/7-DC1 | 21 | 32 Gbps | SFP+ | PCIe 3/4 | NA | NA | NA | NA | NA | SAN switch | SDTPDGV1C100302 | DC138001 | Z/AA/6-DC1 | 39 | 32 Gbps | SFP+ | 38 | Storage connectivity | Yes | NA | Block Storage | LC | San fabric | LC
Primera A630 | SDTPDGV1C100102-N1 | DC138001 | Z/AA/7-DC1 | 22 | 32 Gbps | SFP+ | PCIe 3/4 | NA | NA | NA | NA | NA | SAN switch | SDTPDGV1C100302 | DC138001 | Z/AA/6-DC1 | 39 | 32 Gbps | SFP+ | 39 | Storage connectivity | Yes | NA | Block Storage | LC | San fabric | LC
Primera A630 | SDTPDGV1C100102-N0 | DC138001 | Z/AA/7-DC1 | 21 | 32 Gbps | SFP+ | PCIe 4/1 | NA | NA | NA | NA | NA | SAN switch | SDTPDGV1C100301 | DC138001 | Z/AA/7-DC1 | 39 | 32 Gbps | SFP+ | 40 | Storage connectivity | Yes | NA | Block Storage | LC | San fabric | LC
Primera A630 | SDTPDGV1C100102-N1 | DC138001 | Z/AA/7-DC1 | 22 | 32 Gbps | SFP+ | PCIe 4/1 | NA | NA | NA | NA | NA | SAN switch | SDTPDGV1C100301 | DC138001 | Z/AA/7-DC1 | 39 | 32 Gbps | SFP+ | 41 | Storage connectivity | Yes | NA | Block Storage | LC | San fabric | LC
Primera A630 | SDTPDGV1C100102-N0 | DC138001 | Z/AA/7-DC1 | 21 | 32 Gbps | SFP+ | PCIe 4/2 | NA | NA | NA | NA | NA | SAN switch | SDTPDGV1C100302 | DC138001 | Z/AA/6-DC1 | 39 | 32 Gbps | SFP+ | 40 | Storage connectivity | Yes | NA | Block Storage | LC | San fabric | LC
Primera A630 | SDTPDGV1C100102-N1 | DC138001 | Z/AA/7-DC1 | 22 | 32 Gbps | SFP+ | PCIe 4/2 | NA | NA | NA | NA | NA | SAN switch | SDTPDGV1C100302 | DC138001 | Z/AA/6-DC1 | 39 | 32 Gbps | SFP+ | 41 | Storage connectivity | Yes | NA | Block Storage | LC | San fabric | LC
Primera A630 | SDTPDGV1C100102-N0 | DC138001 | Z/AA/7-DC1 | 21 | 32 Gbps | SFP+ | PCIe 4/3 | NA | NA | NA | NA | NA | SAN switch | SDTPDGV1C100301 | DC138001 | Z/AA/7-DC1 | 39 | 32 Gbps | SFP+ | 42 | Storage connectivity | Yes | NA | Block Storage | LC | San fabric | LC
Primera A630 | SDTPDGV1C100102-N1 | DC138001 | Z/AA/7-DC1 | 22 | 32 Gbps | SFP+ | PCIe 4/3 | NA | NA | NA | NA | NA | SAN switch | SDTPDGV1C100301 | DC138001 | Z/AA/7-DC1 | 39 | 32 Gbps | SFP+ | 43 | Storage connectivity | Yes | NA | Block Storage | LC | San fabric | LC
Primera A630 | SDTPDGV1C100102-N0 | DC138001 | Z/AA/7-DC1 | 21 | 32 Gbps | SFP+ | PCIe 4/4 | NA | NA | NA | NA | NA | SAN switch | SDTPDGV1C100302 | DC138001 | Z/AA/6-DC1 | 39 | 32 Gbps | SFP+ | 42 | Storage connectivity | Yes | NA | Block Storage | LC | San fabric | LC
Primera A630 | SDTPDGV1C100102-N1 | DC138001 | Z/AA/7-DC1 | 22 | 32 Gbps | SFP+ | PCIe 4/4 | NA | NA | NA | NA | NA | SAN switch | SDTPDGV1C100302 | DC138001 | Z/AA/6-DC1 | 39 | 32 Gbps | SFP+ | 43 | Storage connectivity | Yes | NA | Block Storage | LC | San fabric | LC
Primera A630 | SDTPDGV1C100103-N0 | DC138001 | Z/AA/6-DC1 | 21 | 32 Gbps | SFP+ | PCIe 3/1 | NA | NA | NA | NA | NA | SAN switch | SDTPDGV1C100301 | DC138001 | Z/AA/6-DC1 | 39 | 32 Gbps | SFP+ | 44 | Storage connectivity | Yes | NA | Block Storage | LC | San fabric | LC
Primera A630 | SDTPDGV1C100103-N1 | DC138001 | Z/AA/6-DC1 | 22 | 32 Gbps | SFP+ | PCIe 3/1 | NA | NA | NA | NA | NA | SAN switch | SDTPDGV1C100301 | DC138001 | Z/AA/6-DC1 | 39 | 32 Gbps | SFP+ | 45 | Storage connectivity | Yes | NA | Block Storage | LC | San fabric | LC
Primera A630 | SDTPDGV1C100103-N0 | DC138001 | Z/AA/6-DC1 | 21 | 32 Gbps | SFP+ | PCIe 3/2 | NA | NA | NA | NA | NA | SAN switch | SDTPDGV1C100302 | DC138001 | Z/AA/6-DC1 | 39 | 32 Gbps | SFP+ | 44 | Storage connectivity | Yes | NA | Block Storage | LC | San fabric | LC
Primera A630 | SDTPDGV1C100103-N1 | DC138001 | Z/AA/6-DC1 | 22 | 32 Gbps | SFP+ | PCIe 3/2 | NA | NA | NA | NA | NA | SAN switch | SDTPDGV1C100302 | DC138001 | Z/AA/6-DC1 | 39 | 32 Gbps | SFP+ | 45 | Storage connectivity | Yes | NA | Block Storage | LC | San fabric | LC
Primera A630 | SDTPDGV1C100103-N0 | DC138001 | Z/AA/6-DC1 | 21 | 32 Gbps | SFP+ | PCIe 3/3 | NA | NA | NA | NA | NA | SAN switch | SDTPDGV1C100301 | DC138001 | Z/AA/6-DC1 | 39 | 32 Gbps | SFP+ | 46 | Storage connectivity | Yes | NA | Block Storage | LC | San fabric | LC
Primera A630 | SDTPDGV1C100103-N1 | DC138001 | Z/AA/6-DC1 | 22 | 32 Gbps | SFP+ | PCIe 3/3 | NA | NA | NA | NA | NA | SAN switch | SDTPDGV1C100301 | DC138001 | Z/AA/6-DC1 | 39 | 32 Gbps | SFP+ | 47 | Storage connectivity | Yes | NA | Block Storage | LC | San fabric | LC
Primera A630 | SDTPDGV1C100103-N0 | DC138001 | Z/AA/6-DC1 | 21 | 32 Gbps | SFP+ | PCIe 3/4 | NA | NA | NA | NA | NA | SAN switch | SDTPDGV1C100302 | DC138001 | Z/AA/6-DC1 | 39 | 32 Gbps | SFP+ | 46 | Storage connectivity | Yes | NA | Block Storage | LC | San fabric | LC
Primera A630 | SDTPDGV1C100103-N1 | DC138001 | Z/AA/6-DC1 | 22 | 32 Gbps | SFP+ | PCIe 3/4 | NA | NA | NA | NA | NA | SAN switch | SDTPDGV1C100302 | DC138001 | Z/AA/6-DC1 | 39 | 32 Gbps | SFP+ | 47 | Storage connectivity | Yes | NA | Block Storage | LC | San fabric | LC
Primera A630 | SDTPDGV1C100103-N0 | DC138001 | Z/AA/6-DC1 | 21 | 32 Gbps | SFP+ | PCIe 4/1 | NA | NA | NA | NA | NA | SAN switch | SDTPDGV1C100301 | DC138001 | Z/AA/6-DC1 | 39 | 32 Gbps | SFP+ | 16 | Storage connectivity | Yes | NA | Block Storage | LC | San fabric | LC
Primera A630 | SDTPDGV1C100103-N1 | DC138001 | Z/AA/6-DC1 | 22 | 32 Gbps | SFP+ | PCIe 4/1 | NA | NA | NA | NA | NA | SAN switch | SDTPDGV1C100301 | DC138001 | Z/AA/6-DC1 | 39 | 32 Gbps | SFP+ | 17 | Storage connectivity | Yes | NA | Block Storage | LC | San fabric | LC
Primera A630 | SDTPDGV1C100103-N0 | DC138001 | Z/AA/6-DC1 | 21 | 32 Gbps | SFP+ | PCIe 4/2 | NA | NA | NA | NA | NA | SAN switch | SDTPDGV1C100302 | DC138001 | Z/AA/6-DC1 | 39 | 32 Gbps | SFP+ | 16 | Storage connectivity | Yes | NA | Block Storage | LC | San fabric | LC
Primera A630 | SDTPDGV1C100103-N1 | DC138001 | Z/AA/6-DC1 | 22 | 32 Gbps | SFP+ | PCIe 4/2 | NA | NA | NA | NA | NA | SAN switch | SDTPDGV1C100302 | DC138001 | Z/AA/6-DC1 | 39 | 32 Gbps | SFP+ | 17 | Storage connectivity | Yes | NA | Block Storage | LC | San fabric | LC
Primera A630 | SDTPDGV1C100103-N0 | DC138001 | Z/AA/6-DC1 | 21 | 32 Gbps | SFP+ | PCIe 4/3 | NA | NA | NA | NA | NA | SAN switch | SDTPDGV1C100301 | DC138001 | Z/AA/6-DC1 | 39 | 32 Gbps | SFP+ | 18 | Storage connectivity | Yes | NA | Block Storage | LC | San fabric | LC
Primera A630 | SDTPDGV1C100103-N1 | DC138001 | Z/AA/6-DC1 | 22 | 32 Gbps | SFP+ | PCIe 4/3 | NA | NA | NA | NA | NA | SAN switch | SDTPDGV1C100301 | DC138001 | Z/AA/6-DC1 | 39 | 32 Gbps | SFP+ | 19 | Storage connectivity | Yes | NA | Block Storage | LC | San fabric | LC
Primera A630 | SDTPDGV1C100103-N0 | DC138001 | Z/AA/6-DC1 | 21 | 32 Gbps | SFP+ | PCIe 4/4 | NA | NA | NA | NA | NA | SAN switch | SDTPDGV1C100302 | DC138001 | Z/AA/6-DC1 | 39 | 32 Gbps | SFP+ | 18 | Storage connectivity | Yes | NA | Block Storage | LC | San fabric | LC
Primera A630 | SDTPDGV1C100103-N1 | DC138001 | Z/AA/6-DC1 | 22 | 32 Gbps | SFP+ | PCIe 4/4 | NA | NA | NA | NA | NA | SAN switch | SDTPDGV1C100302 | DC138001 | Z/AA/6-DC1 | 39 | 32 Gbps | SFP+ | 19 | Storage connectivity | Yes | NA | Block Storage | LC | San fabric | LC
Dell Unity | SDTPDEV1C100101 | DC138001 | Z/AA/6-DC1 | 33 | 32 Gbps | SFP+ | SPA-S1-P0 | [5 empty] | SAN switch | SDTPDGV1C100301 | DC138001 | Z/AA/6-DC1 | 39 | 32 Gbps | SFP+ | 13 | Storage connectivity | No | NA | NAS Storage | LC | San fabric | LC
Dell Unity | SDTPDEV1C100101 | DC138001 | Z/AA/6-DC1 | 33 | 32 Gbps | SFP+ | SPB-S1-P0 | [5 empty] | SAN switch | SDTPDGV1C100302 | DC138001 | Z/AA/5-DC1 | 39 | 32 Gbps | SFP+ | 13 | Storage connectivity | No | NA | NAS Storage | LC | San fabric | LC
Dell Unity | SDTPDEV1C100200 | DC138001 | Z/AA/5-DC1 | 35 | 32 Gbps | Fiber | SPA-S1-P1 | [5 empty] | SAN switch | SDTPDGV1C100302 | DC138001 | Z/AA/6-DC1 | 39 | 33 Gbps | SFP+ | 14 | New NAS Storage | Yes | NA | NAS Storage | LC | San fabric | LC
Dell Unity | SDTPDEV1C100200 | DC138001 | Z/AA/5-DC1 | 35 | 32 Gbps | Fiber | SPB-S1-P1 | [5 empty] | SAN switch | SDTPDGV1C100301 | DC138001 | Z/AA/5-DC1 | 39 | 34 Gbps | SFP+ | 14 | New NAS Storage | Yes | NA | NAS Storage | LC | San fabric | LC

## SAN_FC-DC2
INDEX
From Source | [10 empty] | To Target
Device Description | Device Hostname | Data Center Number | Rack Number | Rack Position | Interface Type | Connector Type | Interface Port | Patch Panel | Port | Uplink | Patch Panel | Port | Device Description | Device Hostname | Room Name | Rack Number | Rack Position | Interface Type | Connector Type | Interface Port | Length | Cable ID | Comments | SFP Loaded
Equipment detail | Source Device name | Data Center Number | Source Rack | RU | SFP Optics | Connector | Port | [5 empty] | Equipment detail | Dest Device name | Data Center Number | Dest Rack | RU | SFP Optics | Connector | Port | Length | Cable ID | Comments - Purpose & Info | Cable Connected(Yes/No) | CABLE NUMBER | Device Function | Cable Type | Device Function | Cable Type
Primera A630 | SDTPDGV2C100101-N0 | DC138002 | Q/R/6-DC2 | 9 | 32G | LC-LC | PCIe 3/1 | [5 empty] | SAN switch | SDTPDGV2C100302 | DC138002 | Q/R/6-DC2 | 36 | 32 Gbps | SFP+ | 25 |  |  | Storage connectivity | Yes | F68 | Block Storage | FC | San fabric | LC
Primera A630 | SDTPDGV2C100101-N1 | DC138002 | Q/R/6-DC2 | 10 | 32G | LC-LC | PCIe 3/1 | [5 empty] | SAN switch | SDTPDGV2C100302 | DC138002 | Q/R/6-DC2 | 36 | 32 Gbps | SFP+ | 24 |  |  | Storage connectivity | Yes | F69 | Block Storage | FC | San fabric | LC
Primera A630 | SDTPDGV2C100101-N0 | DC138002 | Q/R/6-DC2 | 9 | 32G | LC-LC | PCIe 3/2 | [5 empty] | SAN switch | SDTPDGV2C100301 | DC138002 | Q/R/7-DC2 | 36 | 32 Gbps | SFP+ | 25 |  |  | Storage connectivity | Yes | F70 | Block Storage | FC | San fabric | LC
Primera A630 | SDTPDGV2C100101-N1 | DC138002 | Q/R/6-DC2 | 10 | 32G | LC-LC | PCIe 3/2 | [5 empty] | SAN switch | SDTPDGV2C100301 | DC138002 | Q/R/7-DC2 | 36 | 32 Gbps | SFP+ | 24 |  |  | Storage connectivity | Yes | F71 | Block Storage | FC | San fabric | LC
Primera A630 | SDTPDGV2C100101-N0 | DC138002 | Q/R/6-DC2 | 9 | 32G | LC-LC | PCIe 3/3 | [5 empty] | SAN switch | SDTPDGV2C100302 | DC138002 | Q/R/6-DC2 | 36 | 32 Gbps | SFP+ | 27 |  |  | Storage connectivity | Yes | F72 | Block Storage | FC | San fabric | LC
Primera A630 | SDTPDGV2C100101-N1 | DC138002 | Q/R/6-DC2 | 10 | 32G | LC-LC | PCIe 3/3 | [5 empty] | SAN switch | SDTPDGV2C100302 | DC138002 | Q/R/6-DC2 | 36 | 32 Gbps | SFP+ | 26 |  |  | Storage connectivity | Yes | F73 | Block Storage | FC | San fabric | LC
Primera A630 | SDTPDGV2C100101-N0 | DC138002 | Q/R/6-DC2 | 9 | 32G | LC-LC | PCIe 3/4 | [5 empty] | SAN switch | SDTPDGV2C100301 | DC138002 | Q/R/7-DC2 | 36 | 32 Gbps | SFP+ | 27 |  |  | Storage connectivity | Yes | F74 | Block Storage | FC | San fabric | LC
Primera A630 | SDTPDGV2C100101-N1 | DC138002 | Q/R/6-DC2 | 10 | 32G | LC-LC | PCIe 3/4 | [5 empty] | SAN switch | SDTPDGV2C100301 | DC138002 | Q/R/7-DC2 | 36 | 32 Gbps | SFP+ | 26 |  |  | Storage connectivity | Yes | F75 | Block Storage | FC | San fabric | LC
Primera A630 | SDTPDGV2C100101-N0 | DC138002 | Q/R/6-DC2 | 9 | 32G | LC-LC | PCIe 4/1 | [5 empty] | SAN switch | SDTPDGV2C100302 | DC138002 | Q/R/6-DC2 | 36 | 32 Gbps | SFP+ | 29 |  |  | Storage connectivity | Yes | F76 | Block Storage | FC | San fabric | LC
Primera A630 | SDTPDGV2C100101-N1 | DC138002 | Q/R/6-DC2 | 10 | 32G | LC-LC | PCIe 4/1 | [5 empty] | SAN switch | SDTPDGV2C100302 | DC138002 | Q/R/6-DC2 | 36 | 32 Gbps | SFP+ | 28 |  |  | Storage connectivity | Yes | F77 | Block Storage | FC | San fabric | LC
Primera A630 | SDTPDGV2C100101-N0 | DC138002 | Q/R/6-DC2 | 9 | 32G | LC-LC | PCIe 4/2 | [5 empty] | SAN switch | SDTPDGV2C100301 | DC138002 | Q/R/7-DC2 | 36 | 32 Gbps | SFP+ | 29 |  |  | Storage connectivity | Yes | F78 | Block Storage | FC | San fabric | LC
Primera A630 | SDTPDGV2C100101-N1 | DC138002 | Q/R/6-DC2 | 10 | 32G | LC-LC | PCIe 4/2 | [5 empty] | SAN switch | SDTPDGV2C100301 | DC138002 | Q/R/7-DC2 | 36 | 32 Gbps | SFP+ | 28 |  |  | Storage connectivity | Yes | F79 | Block Storage | FC | San fabric | LC
Primera A630 | SDTPDGV2C100101-N0 | DC138002 | Q/R/6-DC2 | 9 | 32G | LC-LC | PCIe 4/3 | [5 empty] | SAN switch | SDTPDGV2C100302 | DC138002 | Q/R/6-DC2 | 36 | 32 Gbps | SFP+ | 31 |  |  | Storage connectivity | Yes | F80 | Block Storage | FC | San fabric | LC
Primera A630 | SDTPDGV2C100101-N1 | DC138002 | Q/R/6-DC2 | 10 | 32G | LC-LC | PCIe 4/3 | [5 empty] | SAN switch | SDTPDGV2C100302 | DC138002 | Q/R/6-DC2 | 36 | 32 Gbps | SFP+ | 30 |  |  | Storage connectivity | Yes | F81 | Block Storage | FC | San fabric | LC
Primera A630 | SDTPDGV2C100101-N0 | DC138002 | Q/R/6-DC2 | 9 | 32G | LC-LC | PCIe 4/4 | [5 empty] | SAN switch | SDTPDGV2C100301 | DC138002 | Q/R/7-DC2 | 36 | 32 Gbps | SFP+ | 31 |  |  | Storage connectivity | Yes | F82 | Block Storage | FC | San fabric | LC
Primera A630 | SDTPDGV2C100101-N1 | DC138002 | Q/R/6-DC2 | 10 | 32G | LC-LC | PCIe 4/4 | [5 empty] | SAN switch | SDTPDGV2C100301 | DC138002 | Q/R/7-DC2 | 36 | 32 Gbps | SFP+ | 30 |  |  | Storage connectivity | Yes | F83 | Block Storage | FC | San fabric | LC
Primera A630 | SDTPDGV2C100101-N0 | DC138002 | Q/R/6-DC2 | 9 | 32G | LC-LC | 10G-B-1 | [5 empty] | SAN switch | SWA-MAIN-0V2-001 | DC138002 | Q/R/9/8-DC2 | 22 | 10 Gbps | SFP+ | 20 |  |  | Storage connectivity | Yes | NA | Block Storage | LC | Compute Leaf 1 | LC
Primera A630 | SDTPDGV2C100101-N1 | DC138002 | Q/R/6-DC2 | 10 | 32G | LC-LC | 10G-B-1 | [5 empty] | SAN switch | SWA-MAIN-0V2-001 | DC138002 | Q/R/10/9-DC2 | 22 | 10 Gbps | SFP+ | 20 |  |  | Storage connectivity | Yes | NA | Block Storage | LC | Compute Leaf 1 | LC
Primera A630 | SDTPDGV2C100101-N0 | DC138002 | Q/R/6-DC2 | 9 | 32G | LC-LC | 10G-B-2 | [5 empty] | SAN switch | SWA-MAIN-0V2-002 | DC138002 | Q/R/9/8-DC2 | 22 | 10 Gbps | SFP+ | 21 |  |  | Storage connectivity | Yes | NA | Block Storage | LC | Compute Leaf 2 | LC
Primera A630 | SDTPDGV2C100101-N1 | DC138002 | Q/R/6-DC2 | 10 | 32G | LC-LC | 10G-B-2 | [5 empty] | SAN switch | SWA-MAIN-0V2-002 | DC138002 | Q/R/10/9-DC2 | 22 | 10 Gbps | SFP+ | 21 |  |  | Storage connectivity | Yes | NA | Block Storage | LC | Compute Leaf 2 | LC
HPE Composer | Frame1 Interconnect Module | DC138002 | Q/R/3-DC2 | 11 | 100 Gbps | QSFP28 | 3/Q3 | [5 empty] | SAN switch | SDTPDGV2C100302 | DC138002 | Q/R/7-DC2 | 36 | 32 Gbps | QSFP+ | 32 |  |  | Storage connectivity | Yes | NA | Compute SAN | MPO | San fabric | MPO Splitter cable
|  | DC138002 | [10 empty] | SAN switch | SDTPDGV2C100302 | DC138002 | Q/R/7-DC2 | 36 | 32 Gbps | QSFP+ | 33 |  |  | Storage connectivity | Yes | NA |  |  | San fabric | MPO Splitter cable
|  | DC138002 | [10 empty] | SAN switch | SDTPDGV2C100302 | DC138002 | Q/R/7-DC2 | 36 | 32 Gbps | QSFP+ | 34 |  |  | Storage connectivity | Yes | NA |  |  | San fabric | MPO Splitter cable
|  | DC138002 | [10 empty] | SAN switch | SDTPDGV2C100302 | DC138002 | Q/R/7-DC2 | 36 | 32 Gbps | QSFP+ | 35 |  |  | Storage connectivity | Yes | NA |  |  | San fabric | MPO Splitter cable
HPE Composer | Frame2 Interconnect Module | DC138002 | Q/R/4-DC2 | 22 | 100 Gbps | QSFP28 | 6/Q3 | [5 empty] | SAN switch | SDTPDGV2C100301 | DC138002 | Q/R/8-DC2 | 36 | 32 Gbps | QSFP+ | 32 |  |  | Storage connectivity | Yes | NA | Compute SAN | MPO | San fabric | MPO Splitter cable
|  | DC138002 | [10 empty] | SAN switch | SDTPDGV2C100301 | DC138002 | Q/R/8-DC2 | 36 | 32 Gbps | QSFP+ | 33 |  |  | Storage connectivity | Yes | NA |  |  | San fabric | MPO Splitter cable
|  | DC138002 | [10 empty] | SAN switch | SDTPDGV2C100301 | DC138002 | Q/R/8-DC2 | 36 | 32 Gbps | QSFP+ | 34 |  |  | Storage connectivity | Yes | NA |  |  | San fabric | MPO Splitter cable
|  | DC138002 | [10 empty] | SAN switch | SDTPDGV2C100301 | DC138002 | Q/R/8-DC2 | 36 | 32 Gbps | QSFP+ | 35 |  |  | Storage connectivity | Yes | NA |  |  | San fabric | MPO Splitter cable
SAN switch | SDTPDGV2C100301 | DC138002 | Q/R/7-DC2 | 36 | 32 Gbps | LC-LC | 20 | [5 empty] | SAN switch | SDTPDGV1S100301 | DC138001 | Z/AA/7-DC1 | 39 | 32 Gbps | Long wave SFP | 20 |  |  | Connectivity between DC for FC replication | Yes | F84 | San fabric | LC | San fabric | LC
SAN switch | SDTPDGV2C100302 | DC138002 | Q/R/6-DC2 | 36 | 32 Gbps | LC-LC | 20 | [5 empty] | SAN switch | SDTPDGV1S100302 | DC138001 | Z/AA/6-DC1 | 39 | 32 Gbps | Long wave SFP | 20 |  |  | Connectivity between DC for FC replication | Yes | F86 | San fabric | LC | San fabric | LC
SAN switch | SDTPDGV2C100301 | DC138002 | Q/R/7-DC2 | 36 | 32 Gbps | LC-LC | 20 | [5 empty] | SAN switch | SDTPDGV1S100301 | DC138001 | Z/AA/7-DC1 | 39 | 32 Gbps | Long wave SFP | 21 |  |  | Connectivity between DC for FC replication | Yes | NA | San fabric | LC | San fabric | LC
SAN switch | SDTPDGV2C100302 | DC138002 | Q/R/6-DC2 | 36 | 32 Gbps | LC-LC | 20 | [5 empty] | SAN switch | SDTPDGV1S100302 | DC138001 | Z/AA/6-DC1 | 39 | 32 Gbps | Long wave SFP | 21 |  |  | Connectivity between DC for FC replication | Yes | NA | San fabric | LC | San fabric | LC
Primera A630 | SDTPDGV2C100102-N0 | DC138002 | Q/R/6-DC2 | 9 | 32G | LC-LC | PCIe 3/1 | [5 empty] | SAN switch | SDTPDGV2C100302 | DC138002 | Q/R/6-DC2 | 36 | 32 Gbps | SFP+ | 36 |  |  | Storage connectivity | Yes | NA | Block Storage | FC | San fabric | LC
Primera A630 | SDTPDGV2C100102-N1 | DC138002 | Q/R/6-DC2 | 10 | 32G | LC-LC | PCIe 3/1 | [5 empty] | SAN switch | SDTPDGV2C100302 | DC138002 | Q/R/6-DC2 | 36 | 32 Gbps | SFP+ | 37 |  |  | Storage connectivity | Yes | NA | Block Storage | FC | San fabric | LC
Primera A630 | SDTPDGV2C100102-N0 | DC138002 | Q/R/6-DC2 | 9 | 32G | LC-LC | PCIe 3/2 | [5 empty] | SAN switch | SDTPDGV2C100301 | DC138002 | Q/R/8-DC2 | 36 | 32 Gbps | SFP+ | 36 |  |  | Storage connectivity | Yes | NA | Block Storage | FC | San fabric | LC
Primera A630 | SDTPDGV2C100102-N1 | DC138002 | Q/R/6-DC2 | 10 | 32G | LC-LC | PCIe 3/2 | [5 empty] | SAN switch | SDTPDGV2C100301 | DC138002 | Q/R/8-DC2 | 36 | 32 Gbps | SFP+ | 37 |  |  | Storage connectivity | Yes | NA | Block Storage | FC | San fabric | LC
Primera A630 | SDTPDGV2C100102-N0 | DC138002 | Q/R/6-DC2 | 9 | 32G | LC-LC | PCIe 3/3 | [5 empty] | SAN switch | SDTPDGV2C100302 | DC138002 | Q/R/6-DC2 | 36 | 32 Gbps | SFP+ | 38 |  |  | Storage connectivity | Yes | NA | Block Storage | FC | San fabric | LC
Primera A630 | SDTPDGV2C100102-N1 | DC138002 | Q/R/6-DC2 | 10 | 32G | LC-LC | PCIe 3/3 | [5 empty] | SAN switch | SDTPDGV2C100302 | DC138002 | Q/R/6-DC2 | 36 | 32 Gbps | SFP+ | 39 |  |  | Storage connectivity | Yes | NA | Block Storage | FC | San fabric | LC
Primera A630 | SDTPDGV2C100102-N0 | DC138002 | Q/R/6-DC2 | 9 | 32G | LC-LC | PCIe 3/4 | [5 empty] | SAN switch | SDTPDGV2C100301 | DC138002 | Q/R/8-DC2 | 36 | 32 Gbps | SFP+ | 38 |  |  | Storage connectivity | Yes | NA | Block Storage | FC | San fabric | LC
Primera A630 | SDTPDGV2C100102-N1 | DC138002 | Q/R/6-DC2 | 10 | 32G | LC-LC | PCIe 3/4 | [5 empty] | SAN switch | SDTPDGV2C100301 | DC138002 | Q/R/8-DC2 | 36 | 32 Gbps | SFP+ | 39 |  |  | Storage connectivity | Yes | NA | Block Storage | FC | San fabric | LC
Primera A630 | SDTPDGV2C100102-N0 | DC138002 | Q/R/6-DC2 | 9 | 32G | LC-LC | PCIe 4/1 | [5 empty] | SAN switch | SDTPDGV2C100302 | DC138002 | Q/R/6-DC2 | 36 | 32 Gbps | SFP+ | 40 |  |  | Storage connectivity | Yes | NA | Block Storage | FC | San fabric | LC
Primera A630 | SDTPDGV2C100102-N1 | DC138002 | Q/R/6-DC2 | 10 | 32G | LC-LC | PCIe 4/1 | [5 empty] | SAN switch | SDTPDGV2C100302 | DC138002 | Q/R/6-DC2 | 36 | 32 Gbps | SFP+ | 41 |  |  | Storage connectivity | Yes | NA | Block Storage | FC | San fabric | LC
Primera A630 | SDTPDGV2C100102-N0 | DC138002 | Q/R/6-DC2 | 9 | 32G | LC-LC | PCIe 4/2 | [5 empty] | SAN switch | SDTPDGV2C100301 | DC138002 | Q/R/8-DC2 | 36 | 32 Gbps | SFP+ | 40 |  |  | Storage connectivity | Yes | NA | Block Storage | FC | San fabric | LC
Primera A630 | SDTPDGV2C100102-N1 | DC138002 | Q/R/6-DC2 | 10 | 32G | LC-LC | PCIe 4/2 | [5 empty] | SAN switch | SDTPDGV2C100301 | DC138002 | Q/R/8-DC2 | 36 | 32 Gbps | SFP+ | 41 |  |  | Storage connectivity | Yes | NA | Block Storage | FC | San fabric | LC
Primera A630 | SDTPDGV2C100102-N0 | DC138002 | Q/R/6-DC2 | 9 | 32G | LC-LC | PCIe 4/3 | [5 empty] | SAN switch | SDTPDGV2C100302 | DC138002 | Q/R/6-DC2 | 36 | 32 Gbps | SFP+ | 42 |  |  | Storage connectivity | Yes | NA | Block Storage | FC | San fabric | LC
Primera A630 | SDTPDGV2C100102-N1 | DC138002 | Q/R/6-DC2 | 10 | 32G | LC-LC | PCIe 4/3 | [5 empty] | SAN switch | SDTPDGV2C100302 | DC138002 | Q/R/6-DC2 | 36 | 32 Gbps | SFP+ | 43 |  |  | Storage connectivity | Yes | NA | Block Storage | FC | San fabric | LC
Primera A630 | SDTPDGV2C100102-N0 | DC138002 | Q/R/6-DC2 | 9 | 32G | LC-LC | PCIe 4/4 | [5 empty] | SAN switch | SDTPDGV2C100301 | DC138002 | Q/R/8-DC2 | 36 | 32 Gbps | SFP+ | 42 |  |  | Storage connectivity | Yes | NA | Block Storage | FC | San fabric | LC
Primera A630 | SDTPDGV2C100102-N1 | DC138002 | Q/R/6-DC2 | 10 | 32G | LC-LC | PCIe 4/4 | [5 empty] | SAN switch | SDTPDGV2C100301 | DC138002 | Q/R/8-DC2 | 36 | 32 Gbps | SFP+ | 43 |  |  | Storage connectivity | Yes | NA | Block Storage | FC | San fabric | LC
Primera A630 | SDTPDGV2S100103-N0 | DC138002 | Q/R/7-DC2 | 12 | 32G | LC-LC | PCIe 3/1 | [5 empty] | SAN switch | SDTPDGV2C100302 | DC138002 | Q/R/7-DC2 | 36 | 32 Gbps | SFP+ | 44 |  |  | Storage connectivity | Yes | NA | Block Storage | FC | San fabric | LC
Primera A630 | SDTPDGV2S100103-N1 | DC138002 | Q/R/7-DC2 | 13 | 32G | LC-LC | PCIe 3/1 | [5 empty] | SAN switch | SDTPDGV2C100302 | DC138002 | Q/R/7-DC2 | 36 | 32 Gbps | SFP+ | 45 |  |  | Storage connectivity | Yes | NA | Block Storage | FC | San fabric | LC
Primera A630 | SDTPDGV2S100103-N0 | DC138002 | Q/R/7-DC2 | 12 | 32G | LC-LC | PCIe 3/2 | [5 empty] | SAN switch | SDTPDGV2C100301 | DC138002 | Q/R/8-DC2 | 36 | 32 Gbps | SFP+ | 44 |  |  | Storage connectivity | Yes | NA | Block Storage | FC | San fabric | LC
Primera A630 | SDTPDGV2S100103-N1 | DC138002 | Q/R/7-DC2 | 13 | 32G | LC-LC | PCIe 3/2 | [5 empty] | SAN switch | SDTPDGV2C100301 | DC138002 | Q/R/8-DC2 | 36 | 32 Gbps | SFP+ | 45 |  |  | Storage connectivity | Yes | NA | Block Storage | FC | San fabric | LC
Primera A630 | SDTPDGV2S100103-N0 | DC138002 | Q/R/7-DC2 | 12 | 32G | LC-LC | PCIe 3/3 | [5 empty] | SAN switch | SDTPDGV2C100302 | DC138002 | Q/R/7-DC2 | 36 | 32 Gbps | SFP+ | 46 |  |  | Storage connectivity | Yes | NA | Block Storage | FC | San fabric | LC
Primera A630 | SDTPDGV2S100103-N1 | DC138002 | Q/R/7-DC2 | 13 | 32G | LC-LC | PCIe 3/3 | [5 empty] | SAN switch | SDTPDGV2C100302 | DC138002 | Q/R/7-DC2 | 36 | 32 Gbps | SFP+ | 47 |  |  | Storage connectivity | Yes | NA | Block Storage | FC | San fabric | LC
Primera A630 | SDTPDGV2S100103-N0 | DC138002 | Q/R/7-DC2 | 12 | 32G | LC-LC | PCIe 3/4 | [5 empty] | SAN switch | SDTPDGV2C100301 | DC138002 | Q/R/8-DC2 | 36 | 32 Gbps | SFP+ | 46 |  |  | Storage connectivity | Yes | NA | Block Storage | FC | San fabric | LC
Primera A630 | SDTPDGV2S100103-N1 | DC138002 | Q/R/7-DC2 | 13 | 32G | LC-LC | PCIe 3/4 | [5 empty] | SAN switch | SDTPDGV2C100301 | DC138002 | Q/R/8-DC2 | 36 | 32 Gbps | SFP+ | 47 |  |  | Storage connectivity | Yes | NA | Block Storage | FC | San fabric | LC
Primera A630 | SDTPDGV2S100103-N0 | DC138002 | Q/R/7-DC2 | 12 | 32G | LC-LC | PCIe 4/1 | [5 empty] | SAN switch | SDTPDGV2C100302 | DC138002 | Q/R/7-DC2 | 36 | 32 Gbps | SFP+ | 16 |  |  | Storage connectivity | Yes | NA | Block Storage | FC | San fabric | LC
Primera A630 | SDTPDGV2S100103-N1 | DC138002 | Q/R/7-DC2 | 13 | 32G | LC-LC | PCIe 4/1 | [5 empty] | SAN switch | SDTPDGV2C100302 | DC138002 | Q/R/7-DC2 | 36 | 32 Gbps | SFP+ | 17 |  |  | Storage connectivity | Yes | NA | Block Storage | FC | San fabric | LC
Primera A630 | SDTPDGV2S100103-N0 | DC138002 | Q/R/7-DC2 | 12 | 32G | LC-LC | PCIe 4/2 | [5 empty] | SAN switch | SDTPDGV2C100301 | DC138002 | Q/R/6-DC2 | 36 | 32 Gbps | SFP+ | 16 |  |  | Storage connectivity | Yes | NA | Block Storage | FC | San fabric | LC
Primera A630 | SDTPDGV2S100103-N1 | DC138002 | Q/R/7-DC2 | 13 | 32G | LC-LC | PCIe 4/2 | [5 empty] | SAN switch | SDTPDGV2C100301 | DC138002 | Q/R/6-DC2 | 36 | 32 Gbps | SFP+ | 17 |  |  | Storage connectivity | Yes | NA | Block Storage | FC | San fabric | LC
Primera A630 | SDTPDGV2S100103-N0 | DC138002 | Q/R/7-DC2 | 12 | 32G | LC-LC | PCIe 4/3 | [5 empty] | SAN switch | SDTPDGV2C100302 | DC138002 | Q/R/7-DC2 | 36 | 32 Gbps | SFP+ | 18 |  |  | Storage connectivity | Yes | NA | Block Storage | FC | San fabric | LC
Primera A630 | SDTPDGV2S100103-N1 | DC138002 | Q/R/7-DC2 | 13 | 32G | LC-LC | PCIe 4/3 | [5 empty] | SAN switch | SDTPDGV2C100302 | DC138002 | Q/R/7-DC2 | 36 | 32 Gbps | SFP+ | 19 |  |  | Storage connectivity | Yes | NA | Block Storage | FC | San fabric | LC
Primera A630 | SDTPDGV2S100103-N0 | DC138002 | Q/R/7-DC2 | 12 | 32G | LC-LC | PCIe 4/4 | [5 empty] | SAN switch | SDTPDGV2C100301 | DC138002 | Q/R/6-DC2 | 36 | 32 Gbps | SFP+ | 18 |  |  | Storage connectivity | Yes | NA | Block Storage | FC | San fabric | LC
Primera A630 | SDTPDGV2S100103-N1 | DC138002 | Q/R/7-DC2 | 13 | 32G | LC-LC | PCIe 4/4 | [5 empty] | SAN switch | SDTPDGV2C100301 | DC138002 | Q/R/6-DC2 | 36 | 32 Gbps | SFP+ | 19 |  |  | Storage connectivity | Yes | NA | Block Storage | FC | San fabric | LC
Dell Unity | SDTPDEV2C100201 | DC138002 | Q/R/6-DC2 | 33 | 32G | LC-LC | SPA-S1-P0 | [5 empty] | SAN switch | SDTPDGV2C100301 | DC138001 | Q/R/7-DC2 | 36 | 32 Gbps | LC-LC | 13 |  |  | New NAS Storage | Yes | NA | SAN Switch | FC | San fabric | LC
Dell Unity | SDTPDEV2C100201 | DC138002 | Q/R/6-DC2 | 33 | 32G | LC-LC | SPB-S1-P0 | [5 empty] | SAN switch | SDTPDGV2C100302 | DC138001 | Q/R/6-DC2 | 36 | 32 Gbps | LC-LC | 13 |  |  | New NAS Storage | Yes | NA | SAN Switch | FC | San fabric | LC
Dell Unity | SDTPDEV2C100200 |  | Q/R/7-DC2 | 34 | 32G | LC-LC | SPA-S1-P1 | [5 empty] | SAN switch | SDTPDGV2C100302 | DC138001 | Q/R/7-DC2 | 37 | 33 Gbps | LC-LC | 14 |  |  | New NAS Storage | Yes | NA | SAN Switch | FC | San fabric | LC
Dell Unity | SDTPDEV2C100200 |  | Q/R/7-DC2 | 34 | 32G | LC-LC | SPB-S1-P1 | [5 empty] | SAN switch | SDTPDGV2C100301 | DC138001 | Q/R/6-DC2 | 38 | 34 Gbps | LC-LC | 14 |  |  | New NAS Storage | Yes | NA | SAN Switch | FC | San fabric | LC

## Network-DC1
Source | [11 empty] | Target
Device Description | Device Name | Data Center Number | Rack Name | Rack Position | Source SFP Loading Status (Y/N) | Interface Type | Connector Type | Interface Port | Patch Panel | Patch Panel Port | Uplink | Patch Panel | Port | Device Description | Device Name | Data Center Number | Rack Name | Rack Position | Interface Type | Connector Type | Interface Port | Target SFP Loading Status (Y/N) | Comments
Equipment detail | Source Device name | Data Center Number | Source Rack | RU | Source SFP Loading Status (Y/N) | SFP Optics | Connector | Port | [5 empty] | Equipment detail | Dest Device name | Data Center Number | Dest Rack | RU | SFP Optics | Connector | Port | Cable Connected(Yes/No) | Comments - Purpose & Info | CABLE Number Fiber/Cat6 | Device Function | Cable Type | Device Function | Cable Type | Cable Color
N9K-C9332C | SPN-MAIN-0V1-001 | DC138001 | Z/AA/9/10-DC1 | 24 | Y | QSFP-40/100-SRBD= | LC-LC | 1 | [5 empty] | N9K-C93240YC-FX2 | SWA-MAIN-0V1-001 | DC138001 | Z/AA/9/10-DC1 | 22 | QSFP-40/100-SRBD= | MM-LC | 59 | Yes | Spine 1 to Compute leaf 1 | F1 | Spine Switch 1 | Fiber | Compute Switch 1 | Fiber
N9K-C9332C | SPN-MAIN-0V1-001 | DC138001 | Z/AA/9/10-DC1 | 24 | Y | QSFP-40/100-SRBD= | LC-LC | 2 | [5 empty] | N9K-C93240YC-FX2 | SWA-MAIN-0V1-002 | DC138001 | Z/AA/8/9-DC1 | 22 | QSFP-40/100-SRBD= | MM-LC | 59 | Yes | Spine 1 to Compute leaf 2 | F2 | Spine Switch 1 | Fiber | Compute Switch 2 | Fiber
N9K-C9332C | SPN-MAIN-0V1-001 | DC138001 | Z/AA/9/10-DC1 | 24 | Y | QSFP-40G-SR-BD | LC-LC | 5 | [5 empty] | N9K-C93180YC-FX3 | SWS-MAIN-0V1-001 | DC138001 | Z/AA/9/10-DC1 | 19 | QSFP-40G-SR-BD | MM-LC | 53 | Yes | Spine 1 to Service Leaf 1 | F3 | Spine Switch 1 | Fiber | Service Switch 1 | Fiber
N9K-C9332C | SPN-MAIN-0V1-001 | DC138001 | Z/AA/9/10-DC1 | 24 | Y | QSFP-40G-SR-BD | LC-LC | 6 | [5 empty] | N9K-C93180YC-FX3 | SWS-MAIN-0V1-002 | DC138001 | Z/AA/8/9-DC1 | 19 | QSFP-40G-SR-BD | MM-LC | 53 | Yes | Spine 1 to Service Leaf 2 | F4 | Spine Switch 1 | Fiber | Service Switch 2 | Fiber
N9K-C9332C | SPN-MAIN-0V1-001 | DC138001 | Z/AA/9/10-DC1 | 24 | Y | QSFP-40G-SR-BD | LC-LC | 31 | [5 empty] | N9K-C93180YC-FX3 | SWB-MAIN-0V1-001 | DC138001 | Z/AA/9/10-DC1 | 26 | QSFP-40G-SR-BD | MM-LC | 53 | Yes | Spine 1 to Border Leaf 1 | F5 | Spine Switch 1 | Fiber | Border Switch 1 | Fiber
N9K-C9332C | SPN-MAIN-0V1-001 | DC138001 | Z/AA/9/10-DC1 | 24 | Y | QSFP-40G-SR-BD | LC-LC | 32 | [5 empty] | N9K-C93180YC-FX3 | SWB-MAIN-0V1-002 | DC138001 | Z/AA/8/9-DC1 | 26 | QSFP-40G-SR-BD | MM-LC | 53 | Yes | Spine 1 to Border Leaf 2 | F6 | Spine Switch 1 | Fiber | Border Switch 2 | Fiber
N9K-C9332C | SPN-MAIN-0V1-002 | DC138001 | Z/AA/8/9-DC1 | 24 | Y | QSFP-40/100-SRBD= | LC-LC | 1 | [5 empty] | N9K-C93240YC-FX2 | SWA-MAIN-0V1-001 | DC138001 | Z/AA/9/10-DC1 | 22 | QSFP-40/100-SRBD= | MM-LC | 60 | Yes | Spine 2 to Compute leaf 1 | F7 | Spine Switch 2 | Fiber | Compute Switch 1 | Fiber
N9K-C9332C | SPN-MAIN-0V1-002 | DC138001 | Z/AA/8/9-DC1 | 24 | Y | QSFP-40/100-SRBD= | LC-LC | 2 | [5 empty] | N9K-C93240YC-FX2 | SWA-MAIN-0V1-002 | DC138001 | Z/AA/8/9-DC1 | 22 | QSFP-40/100-SRBD= | MM-LC | 60 | Yes | Spine 2 to Compute leaf 2 | F8 | Spine Switch 2 | Fiber | Compute Switch 2 | Fiber
N9K-C9332C | SPN-MAIN-0V1-002 | DC138001 | Z/AA/8/9-DC1 | 24 | Y | QSFP-40G-SR-BD | LC-LC | 5 | [5 empty] | N9K-C93180YC-FX3 | SWS-MAIN-0V1-001 | DC138001 | Z/AA/9/10-DC1 | 19 | QSFP-40G-SR-BD | MM-LC | 54 | Yes | Spine 2 to Service Leaf 1 | F9 | Spine Switch 2 | Fiber | Service Switch 1 | Fiber
N9K-C9332C | SPN-MAIN-0V1-002 | DC138001 | Z/AA/8/9-DC1 | 24 | Y | QSFP-40G-SR-BD | LC-LC | 6 | [5 empty] | N9K-C93180YC-FX3 | SWS-MAIN-0V1-002 | DC138001 | Z/AA/8/9-DC1 | 19 | QSFP-40G-SR-BD | MM-LC | 54 | Yes | Spine 2 to Service Leaf 2 | F10 | Spine Switch 2 | Fiber | Service Switch 2 | Fiber
N9K-C9332C | SPN-MAIN-0V1-002 | DC138001 | Z/AA/8/9-DC1 | 24 | Y | QSFP-40G-SR-BD | LC-LC | 31 | [5 empty] | N9K-C93180YC-FX3 | SWB-MAIN-0V1-001 | DC138001 | Z/AA/9/10-DC1 | 26 | QSFP-40G-SR-BD | MM-LC | 54 | Yes | Spine 2 to Border Leaf 1 | F11 | Spine Switch 2 | Fiber | Border Switch 1 | Fiber
N9K-C9332C | SPN-MAIN-0V1-002 | DC138001 | Z/AA/8/9-DC1 | 24 | Y | QSFP-40G-SR-BD | LC-LC | 32 | [5 empty] | N9K-C93180YC-FX3 | SWB-MAIN-0V1-002 | DC138001 | Z/AA/8/9-DC1 | 26 | QSFP-40G-SR-BD | MM-LC | 54 | Yes | Spine 2 to Border Leaf 2 | F12 | Spine Switch 2 | Fiber | Border Switch 2 | Fiber
N9K-C93180YC-FX3 | SWS-MAIN-0V1-001 | DC138001 | Z/AA/9/10-DC1 | 19 | Y | SFP-10G-LR-S | SM | 47 | [5 empty] | WS-6807-XL | US138-TU0-SW-003001 | CD003001 | CD003001((Body 167 CD Room) | NA | SFP-10G-LR-S | SM | Te 2/25 | Yes | FMO to CMO Integration | F13 | Service Leaf 1 | Fiber | CMO Core Switch 1 | Fiber
N9K-C93180YC-FX3 | SWS-MAIN-0V1-001 | DC138001 | Z/AA/9/10-DC1 | 19 | Y | SFP-10G-LR-S | SM | 48 | [5 empty] | WS-6807-XL | US138-TU0-SW-009001 | CD009001 | CD009001(ETM CD Room) | NA | SFP-10G-LR-S | SM | Te2/27 | Yes | FMO to CMO Integration | NA | Service Leaf 1 | Fiber | CMO Core Switch 2 | Fiber
N9K-C93180YC-FX3 | SWS-MAIN-0V1-002 | DC138001 | Z/AA/8/9-DC1 | 19 | Y | SFP-10G-LR-S | SM | 47 | [5 empty] | WS-6807-XL | US138-TU0-SW-003001 | CD003001 | CD003001((Body 167 CD Room) | NA | SFP-10G-LR-S | SM | Te 2/26 | Yes | FMO to CMO Integration | F14 | Service Leaf 2 | Fiber | CMO Core Switch 1 | Fiber
N9K-C93180YC-FX3 | SWS-MAIN-0V1-002 | DC138001 | Z/AA/8/9-DC1 | 19 | Y | SFP-10G-LR-S | SM | 48 | [5 empty] | WS-6807-XL | US138-TU0-SW-009001 | CD009001 | CD009001(ETM CD Room) | NA | SFP-10G-LR-S | SM | Te2/28 | Yes | FMO to CMO Integration | NA | Service Leaf 2 | Fiber | CMO Core Switch 2 | Fiber
N9K-C93180YC-FX3 | SWB-MAIN-0V1-001 | DC138001 | Z/AA/9/10-DC1 | 26 | Y | SFP-10G-LR-S | LC-LC | 1 | [5 empty] | N9K-C93180YC-FX3 | SWB-MAIN-0V2-001 | DC138002 | Q/R/9/8-DC2 | 26 | SFP-10G-LR-S | SM | 1 | Yes | DC1 to DC2 Connectivity(DCI) | F15 | Border Switch 1 | Fiber | DCI Connectivity | Fiber
N9K-C93180YC-FX3 | SWB-MAIN-0V1-001 | DC138001 | Z/AA/9/10-DC1 | 26 | Y | SFP-10G-LR-S | LC-LC | 2 | [5 empty] | N9K-C93180YC-FX3 | SWB-MAIN-0V2-002 | DC138002 | Q/R/10/9-DC2 | 26 | SFP-10G-LR-S | SM | 1 | Yes | DC1 to DC2 Connectivity(DCI) | F16 | Border Switch 1 | Fiber | DCI Connectivity | Fiber
N9K-C93180YC-FX3 | SWB-MAIN-0V1-002 | DC138001 | Z/AA/8/9-DC1 | 26 | Y | SFP-10G-LR-S | LC-LC | 1 | [5 empty] | N9K-C93180YC-FX3 | SWB-MAIN-0V2-001 | DC138002 | Q/R/9/8-DC2 | 26 | SFP-10G-LR-S | SM | 2 | Yes | DC1 to DC2 Connectivity(DCI) | F17 | Border Switch 2 | Fiber | DCI Connectivity | Fiber
N9K-C93180YC-FX3 | SWB-MAIN-0V1-002 | DC138001 | Z/AA/8/9-DC1 | 26 | Y | SFP-10G-LR-S | LC-LC | 2 | [5 empty] | N9K-C93180YC-FX3 | SWB-MAIN-0V2-002 | DC138002 | Q/R/10/9-DC2 | 26 | SFP-10G-LR-S | SM | 2 | Yes | DC1 to DC2 Connectivity(DCI) | F18 | Border Switch 2 | Fiber | DCI Connectivity | Fiber
C9300-48T-A | SWC-ADM-0V1-001 | DC138001 | Z/AA/9/10-DC1 | 31 | N | Ethernet | RJ45 | 1 | [5 empty] | N9K-C9332C | SPN-MAIN-0V1-001 | DC138001 | Z/AA/9/10-DC1 | 24 | Ethernet | RJ45 | MGMT | Yes | OOB Switch 1 to Spine Switch 1 | C1 | OOB Switch 1 | Cat 6 | Spine Switch 1 | Cat 6
C9300-48T-A | SWC-ADM-0V1-001 | DC138001 | Z/AA/9/10-DC1 | 31 | N | Ethernet | RJ45 | 15 | [5 empty] | N9K-C93240YC-FX2 | SWA-MAIN-0V1-001 | DC138001 | Z/AA/9/10-DC1 | 22 | Ethernet | RJ45 | MGMT | Yes | OOB Switch 1 to Compute Switch 1 | C2 | OOB Switch 1 | Cat 6 | Compute Switch 1 | Cat 6
C9300-48T-A | SWC-ADM-0V1-001 | DC138001 | Z/AA/9/10-DC1 | 31 | N | Ethernet | RJ45 | 2 | [5 empty] | N9K-C93180YC-FX3 | SWS-MAIN-0V1-001 | DC138001 | Z/AA/9/10-DC1 | 20 | Ethernet | RJ45 | MGMT | Yes | OOB Switch 1 to ServiceSwitch 1 | C3 | OOB Switch 1 | Cat 6 | Service Switch 1 | Cat 6
C9300-48T-A | SWC-ADM-0V1-001 | DC138001 | Z/AA/9/10-DC1 | 31 | N | Ethernet | RJ45 | 11 | [5 empty] | N9K-C93180YC-FX3 | SWB-MAIN-0V1-001 | DC138001 | Z/AA/9/10-DC1 | 26 | Ethernet | RJ45 | MGMT | Yes | OOB Switch 1 to Border Switch 1 | C4 | OOB Switch 1 | Cat 6 | Border Switch 1 | Cat 6
C9300-48T-A | SWC-ADM-0V1-002 | DC138001 | Z/AA/8/9-DC1 | 31 | N | Ethernet | RJ45 | 1 | [5 empty] | N9K-C9332C | SPN-MAIN-0V1-002 | DC138001 | Z/AA/8/9-DC1 | 24 | Ethernet | RJ45 | MGMT | Yes | OOB Switch 2 to Spine Switch 2 | C5 | OOB Switch 2 | Cat 6 | Spine Switch 2 | Cat 6
C9300-48T-A | SWC-ADM-0V1-002 | DC138001 | Z/AA/8/9-DC1 | 31 | N | Ethernet | RJ45 | 4 | [5 empty] | N9K-C93240YC-FX2 | SWA-MAIN-0V1-002 | DC138001 | Z/AA/8/9-DC1 | 22 | Ethernet | RJ45 | MGMT | Yes | OOB Switch 2 to Compute Switch 2 | C6 | OOB Switch 2 | Cat 6 | Compute Switch 2 | Cat 6
C9300-48T-A | SWC-ADM-0V1-002 | DC138001 | Z/AA/8/9-DC1 | 31 | N | Ethernet | RJ45 | 2 | [5 empty] | N9K-C93180YC-FX3 | SWS-MAIN-0V1-002 | DC138001 | Z/AA/8/9-DC1 | 20 | Ethernet | RJ45 | MGMT | Yes | OOB Switch 2 to Service Switch 2 | C7 | OOB Switch 2 | Cat 6 | Service Switch 2 | Cat 6
C9300-48T-A | SWC-ADM-0V1-002 | DC138001 | Z/AA/8/9-DC1 | 31 | N | Ethernet | RJ45 | 3 | [5 empty] | N9K-C93180YC-FX3 | SWB-MAIN-0V1-002 | DC138001 | Z/AA/8/9-DC1 | 26 | Ethernet | RJ45 | MGMT | Yes | OOB Switch 2 to Border Switch 2 | C8 | OOB Switch 2 | Cat 6 | Border Switch 2 | Cat 6

## Port Status DC1
SWC-ADM-0V1-001 | SWC-ADM-0V1-002 | SWB-MAIN-VAN1-001 | SWB-MAIN-VAN1-002 | SPN-MAIN-0V1-001` | SPN-MAIN-0V1-002 | SWS-MAIN-0V1-001 | SWS-MAIN-0V1-002 | SWA-MAIN-0V1-001 | SWA-MAIN-0V1-002 | SDTPDGV1C100301 | SDTPDGV1C100302
1 | 1 | 1 | 1 | 1 | 1 | 1 | 1 | 1 | 1 | 0 | 0
2 | 2 | 2 | 2 | 2 | 2 | 2 | 2 | 2 | 2 | 1 | 1
3 | 3 | 3 | 3 | 3 | 3 | 3 | 3 | 3 | 3 | 2 | 2
4 | 4 | 4 | 4 | 4 | 4 | 4 | 4 | 4 | 4 | 3 | 3
5 | 5 | 5 | 5 | 5 | 5 | 5 | 5 | 5 | 5 | 4 | 4
6 | 6 | 6 | 6 | 6 | 6 | 6 | 6 | 6 | 6 | 5 | 5
7 | 7 | 7 | 7 | 7 | 7 | 7 | 7 | 7 | 7 | 6 | 6
8 | 8 | 8 | 8 | 8 | 8 | 8 | 8 | 8 | 8 | 7 | 7
9 | 9 | 9 | 9 | 9 | 9 | 9 | 9 | 9 | 9 | 8 | 8
10 | 10 | 10 | 10 | 10 | 10 | 10 | 10 | 10 | 10 | 9 | 9
11 | 11 | 11 | 11 | 11 | 11 | 11 | 11 | 11 | 11 | 10 | 10
12 | 12 | 12 | 12 | 12 | 12 | 12 | 12 | 12 | 12 | 11 | 11
13 | 13 | 13 | 13 | 13 | 13 | 13 | 13 | 13 | 13 | 12 | 12
14 | 14 | 14 | 14 | 14 | 14 | 14 | 14 | 14 | 14 | 13 | 13
15 | 15 | 15 | 15 | 15 | 15 | 15 | 15 | 15 | 15 | 14 | 14
16 | 16 | 16 | 16 | 16 | 16 | 16 | 16 | 16 | 16 | 15 | 15
17 | 17 | 17 | 17 | 17 | 17 | 17 | 17 | 17 | 17 | 16 | 16
18 | 18 | 18 | 18 | 18 | 18 | 18 | 18 | 18 | 18 | 17 | 17
19 | 19 | 19 | 19 | 19 | 19 | 19 | 19 | 19 | 19 | 18 | 18
20 | 20 | 20 | 20 | 20 | 20 | 20 | 20 | 20 | 20 | 19 | 19
21 | 21 | 21 | 21 | 21 | 21 | 21 | 21 | 21 | 21 | 20 | 20
22 | 22 | 22 | 22 | 22 | 22 | 22 | 22 | 22 | 22 | 21 | 21
23 | 23 | 23 | 23 | 23 | 23 | 23 | 23 | 23 | 23 | 22 | 22
24 | 24 | 24 | 24 | 24 | 24 | 24 | 24 | 24 | 24 | 23 | 23
25 | 25 | 25 | 25 | 25 | 25 | 25 | 25 | 25 | 25 | 24 | 24
26 | 26 | 26 | 26 | 26 | 26 | 26 | 26 | 26 | 26 | 25 | 25
27 | 27 | 27 | 27 | 27 | 27 | 27 | 27 | 27 | 27 | 26 | 26
28 | 28 | 28 | 28 | 28 | 28 | 28 | 28 | 28 | 28 | 27 | 27
29 | 29 | 29 | 29 | 29 | 29 | 29 | 29 | 29 | 29 | 28 | 28
30 | 30 | 30 | 30 | 30 | 30 | 30 | 30 | 30 | 30 | 29 | 29
31 | 31 | 31 | 31 | 31 | 31 | 31 | 31 | 31 | 31 | 30 | 30
32 | 32 | 32 | 32 | 32 | 32 | 32 | 32 | 32 | 32 | 31 | 31
33 | 33 | 33 | 33 | 33 | 33 | 33 | 33 | 33 | 33 | 32 | 32
34 | 34 | 34 | 34 | 34 | 34 | 34 | 34 | 34 | 34 | 33 | 33
35 | 35 | 35 | 35 |  |  | 35 | 35 | 35 | 35 | 34 | 34
36 | 36 | 36 | 36 |  |  | 36 | 36 | 36 | 36 | 35 | 35
37 | 37 | 37 | 37 |  |  | 37 | 37 | 37 | 37 | 36 | 36
38 | 38 | 38 | 38 |  |  | 38 | 38 | 38 | 38 | 37 | 37
39 | 39 | 39 | 39 |  |  | 39 | 39 | 39 | 39 | 38 | 38
40 | 40 | 40 | 40 |  |  | 40 | 40 | 40 | 40 | 39 | 39
41 | 41 | 41 | 41 |  |  | 41 | 41 | 41 | 41 | 40 | 40
42 | 42 | 42 | 42 |  |  | 42 | 42 | 42 | 42 | 41 | 41
43 | 43 | 43 | 43 |  |  | 43 | 43 | 43 | 43 | 42 | 42
44 | 44 | 44 | 44 |  |  | 44 | 44 | 44 | 44 | 43 | 43
45 | 45 | 45 | 45 |  |  | 45 | 45 | 45 | 45 | 44 | 44
46 | 46 | 46 | 46 |  |  | 46 | 46 | 46 | 46 | 45 | 45
47 | 47 | 47 | 47 |  |  | 47 | 47 | 47 | 47 | 46 | 46
48 | 48 | 48 | 48 |  |  | 48 | 48 | 48 | 48 | 47 | 47
|  | 49 | 49 |  |  | 49 | 49 | 49 | 49 | 48 | 48
|  | 50 | 50 |  |  | 50 | 50 | 50 | 50
|  | 51 | 51 |  |  | 51 | 51 | 51 | 51
|  | 52 | 52 |  |  | 52 | 52 | 52 | 52
|  | 53 | 53 |  |  | 53 | 53 | 53 | 53
|  | 54 | 54 |  |  | 54 | 54 | 54 | 54
[8 empty] | 55 | 55
[8 empty] | 56 | 56
[8 empty] | 57 | 57
[8 empty] | 58 | 58
[8 empty] | 59 | 59
[8 empty] | 60 | 60

## Port Status DC2
SWC-ADM-0V2-001 | SWC-ADM-0V2-002 | SWB-MAIN-VAN2-002 | SWB-MAIN-VAN2-002 | SPN-MAIN-0V2-001 | SPN-MAIN-0V2-002 | SWS-MAIN-0V2-001 | SWS-MAIN-0V2-002 | SWA-MAIN-0V2-001 | SWA-MAIN-0V2-002 | SDTPDGV2C100301 | SDTPDGV2C100302
1 | 1 | 1 | 1 | 1 | 1 | 1 | 1 | 1 | 1 | 0 | 0
2 | 2 | 2 | 2 | 2 | 2 | 2 | 2 | 2 | 2 | 1 | 1
3 | 3 | 3 | 3 | 3 | 3 | 3 | 3 | 3 | 3 | 2 | 2
4 | 4 | 4 | 4 | 4 | 4 | 4 | 4 | 4 | 4 | 3 | 3
5 | 5 | 5 | 5 | 5 | 5 | 5 | 5 | 5 | 5 | 4 | 4
6 | 6 | 6 | 6 | 6 | 6 | 6 | 6 | 6 | 6 | 5 | 5
7 | 7 | 7 | 7 | 7 | 7 | 7 | 7 | 7 | 7 | 6 | 6
8 | 8 | 8 | 8 | 8 | 8 | 8 | 8 | 8 | 8 | 7 | 7
9 | 9 | 9 | 9 | 9 | 9 | 9 | 9 | 9 | 9 | 8 | 8
10 | 10 | 10 | 10 | 10 | 10 | 10 | 10 | 10 | 10 | 9 | 9
11 | 11 | 11 | 11 | 11 | 11 | 11 | 11 | 11 | 11 | 10 | 10
12 | 12 | 12 | 12 | 12 | 12 | 12 | 12 | 12 | 12 | 11 | 11
13 | 13 | 13 | 13 | 13 | 13 | 13 | 13 | 13 | 13 | 12 | 12
14 | 14 | 14 | 14 | 14 | 14 | 14 | 14 | 14 | 14 | 13 | 13
15 | 15 | 15 | 15 | 15 | 15 | 15 | 15 | 15 | 15 | 14 | 14
16 | 16 | 16 | 16 | 16 | 16 | 16 | 16 | 16 | 16 | 15 | 15
17 | 17 | 17 | 17 | 17 | 17 | 17 | 17 | 17 | 17 | 16 | 16
18 | 18 | 18 | 18 | 18 | 18 | 18 | 18 | 18 | 18 | 17 | 17
19 | 19 | 19 | 19 | 19 | 19 | 19 | 19 | 19 | 19 | 18 | 18
20 | 20 | 20 | 20 | 20 | 20 | 20 | 20 | 20 | 20 | 19 | 19
21 | 21 | 21 | 21 | 21 | 21 | 21 | 21 | 21 | 21 | 20 | 20
22 | 22 | 22 | 22 | 22 | 22 | 22 | 22 | 22 | 22 | 21 | 21
23 | 23 | 23 | 23 | 23 | 23 | 23 | 23 | 23 | 23 | 22 | 22
24 | 24 | 24 | 24 | 24 | 24 | 24 | 24 | 24 | 24 | 23 | 23
25 | 25 | 25 | 25 | 25 | 25 | 25 | 25 | 25 | 25 | 24 | 24
26 | 26 | 26 | 26 | 26 | 26 | 26 | 26 | 26 | 26 | 25 | 25
27 | 27 | 27 | 27 | 27 | 27 | 27 | 27 | 27 | 27 | 26 | 26
28 | 28 | 28 | 28 | 28 | 28 | 28 | 28 | 28 | 28 | 27 | 27
29 | 29 | 29 | 29 | 29 | 29 | 29 | 29 | 29 | 29 | 28 | 28
30 | 30 | 30 | 30 | 30 | 30 | 30 | 30 | 30 | 30 | 29 | 29
31 | 31 | 31 | 31 | 31 | 31 | 31 | 31 | 31 | 31 | 30 | 30
32 | 32 | 32 | 32 | 32 | 32 | 32 | 32 | 32 | 32 | 31 | 31
33 | 33 | 33 | 33 | 33 | 33 | 33 | 33 | 33 | 33 | 32 | 32
34 | 34 | 34 | 34 | 34 | 34 | 34 | 34 | 34 | 34 | 33 | 33
35 | 35 | 35 | 35 |  |  | 35 | 35 | 35 | 35 | 34 | 34
36 | 36 | 36 | 36 |  |  | 36 | 36 | 36 | 36 | 35 | 35
37 | 37 | 37 | 37 |  |  | 37 | 37 | 37 | 37 | 36 | 36
38 | 38 | 38 | 38 |  |  | 38 | 38 | 38 | 38 | 37 | 37
39 | 39 | 39 | 39 |  |  | 39 | 39 | 39 | 39 | 38 | 38
40 | 40 | 40 | 40 |  |  | 40 | 40 | 40 | 40 | 39 | 39
41 | 41 | 41 | 41 |  |  | 41 | 41 | 41 | 41 | 40 | 40
42 | 42 | 42 | 42 |  |  | 42 | 42 | 42 | 42 | 41 | 41
43 | 43 | 43 | 43 |  |  | 43 | 43 | 43 | 43 | 42 | 42
44 | 44 | 44 | 44 |  |  | 44 | 44 | 44 | 44 | 43 | 43
45 | 45 | 45 | 45 |  |  | 45 | 45 | 45 | 45 | 44 | 44
46 | 46 | 46 | 46 |  |  | 46 | 46 | 46 | 46 | 45 | 45
47 | 47 | 47 | 47 |  |  | 47 | 47 | 47 | 47 | 46 | 46
48 | 48 | 48 | 48 |  |  | 48 | 48 | 48 | 48 | 47 | 47
|  | 49 | 49 |  |  | 49 | 49 | 49 | 49 | 48 | 48
|  | 50 | 50 |  |  | 50 | 50 | 50 | 50
|  | 51 | 51 |  |  | 51 | 51 | 51 | 51
|  | 52 | 52 |  |  | 52 | 52 | 52 | 52
|  | 53 | 53 |  |  | 53 | 53 | 53 | 53
|  | 54 | 54 |  |  | 54 | 54 | 54 | 54
[8 empty] | 55 | 55
[8 empty] | 56 | 56
[8 empty] | 57 | 57
[8 empty] | 58 | 58
[8 empty] | 59 | 59
[8 empty] | 60 | 60

## Network-DC2
Source | [11 empty] | Target
Device Description | Device Name | Data Center Number | Rack Name | Rack Position | Source SFP Loaded? | Interface Type | Connector Type | Interface Port | Patch Panel | Patch Panel Port | Uplink | Patch Panel | Patch Panel Port | Device Description | Device Name | Data Center Number | Rack Name | Rack Position | Interface Type | Connector Type | Interface Port | Target SFP Loading Status (Y/N) | Comments
Equipment detail | Source Device name | Data Center Number | Source Rack | RU | Source SFP Loaded? | SFP Optics | Connector | Port | [5 empty] | Equipment detail | Dest Device name | Data Center Number | Dest Rack | RU | SFP Optics | Connector | Port | Cable Connected(Yes/No) | Comments - Purpose & Info | CABLE Number Fiber/Cat6 | Device Function | Cable Type | Device Function | Cable Type | Cable Color
N9K-C9332C | SPN-MAIN-0V2-001 | DC138002 | Q/R/9/8-DC2 | 24 | Y | QSFP-40/100-SRBD= | MM-LC | 1 | [5 empty] | N9K-C93240YC-FX2 | SWA-MAIN-0V2-001 | DC138002 | Q/R/9/8-DC2 | 22 | QSFP-40/100-SRBD= | MM-LC | 59 | Yes | Spine 1 to Compute leaf 1 | F1 | Main Spine 1 | Fiber | Compute Leaf 1 | Fiber
N9K-C9332C | SPN-MAIN-0V2-001 | DC138002 | Q/R/9/8-DC2 | 24 | Y | QSFP-40/100-SRBD= | MM-LC | 2 | [5 empty] | N9K-C93240YC-FX2 | SWA-MAIN-0V2-002 | DC138002 | Q/R/10/9-DC2 | 22 | QSFP-40/100-SRBD= | MM-LC | 59 | Yes | Spine 1 to Compute leaf 2 | F2 | Main Spine 1 | Fiber | Compute Leaf 2 | Fiber
N9K-C9332C | SPN-MAIN-0V2-001 | DC138002 | Q/R/9/8-DC2 | 24 | Y | QSFP-40/100-SRBD= | MM-LC | 5 | [5 empty] | N9K-C93180YC-FX3 | SWS-MAIN-0V2-001 | DC138002 | Q/R/9/8-DC2 | 18 | QSFP-40/100-SRBD= | MM-LC | 53 | Yes | Spine 1 to Service Leaf 1 | F3 | Main Spine 1 | Fiber | Service Switch 3 | Fiber
N9K-C9332C | SPN-MAIN-0V2-001 | DC138002 | Q/R/9/8-DC2 | 24 | Y | QSFP-40/100-SRBD= | MM-LC | 6 | [5 empty] | N9K-C93180YC-FX3 | SWS-MAIN-0V2-002 | DC138002 | Q/R/10/9-DC2 | 18 | QSFP-40/100-SRBD= | MM-LC | 53 | Yes | Spine 1 to Service Leaf 2 | F4 | Main Spine 1 | Fiber | Service Switch 4 | Fiber
N9K-C9332C | SPN-MAIN-0V2-001 | DC138002 | Q/R/9/8-DC2 | 24 | Y | QSFP-40/100-SRBD= | MM-LC | 31 | [5 empty] | N9K-C93180YC-FX3 | SWB-MAIN-0V2-001 | DC138002 | Q/R/9/8-DC2 | 26 | QSFP-40/100-SRBD= | MM-LC | 53 | Yes | Spine 1 to Border Leaf 1 | F5 | Main Spine 1 | Fiber | Border Leaf 1 | Fiber
N9K-C9332C | SPN-MAIN-0V2-001 | DC138002 | Q/R/9/8-DC2 | 24 | Y | QSFP-40/100-SRBD= | MM-LC | 32 | [5 empty] | N9K-C93180YC-FX3 | SWB-MAIN-0V2-002 | DC138002 | Q/R/10/9-DC2 | 26 | QSFP-40/100-SRBD= | MM-LC | 53 | Yes | Spine 1 to Border Leaf 2 | F6 | Main Spine 1 | Fiber | Border Leaf 2 | Fiber
N9K-C9332C | SPN-MAIN-0V2-002 | DC138002 | Q/R/10/9-DC2 | 24 | Y | QSFP-40/100-SRBD= | MM-LC | 1 | [5 empty] | N9K-C93240YC-FX2 | SWA-MAIN-0V2-001 | DC138002 | Q/R/9/8-DC2 | 22 | QSFP-40/100-SRBD= | MM-LC | 60 | Yes | Spine 2 to Compute leaf 1 | F7 | Main Spine 2 | Fiber | Compute Leaf 1 | Fiber
N9K-C9332C | SPN-MAIN-0V2-002 | DC138002 | Q/R/10/9-DC2 | 24 | Y | QSFP-40/100-SRBD= | MM-LC | 2 | [5 empty] | N9K-C93240YC-FX2 | SWA-MAIN-0V2-002 | DC138002 | Q/R/10/9-DC2 | 22 | QSFP-40/100-SRBD= | MM-LC | 60 | Yes | Spine 2 to Compute leaf 2 | F8 | Main Spine 2 | Fiber | Compute Leaf 2 | Fiber
N9K-C9332C | SPN-MAIN-0V2-002 | DC138002 | Q/R/10/9-DC2 | 24 | Y | QSFP-40/100-SRBD= | MM-LC | 5 | [5 empty] | N9K-C93180YC-FX3 | SWS-MAIN-0V2-001 | DC138002 | Q/R/9/8-DC2 | 18 | QSFP-40/100-SRBD= | MM-LC | 54 | Yes | Spine 2 to Service Leaf 1 | F9 | Main Spine 2 | Fiber | Service Switch 3 | Fiber
N9K-C9332C | SPN-MAIN-0V2-002 | DC138002 | Q/R/10/9-DC2 | 24 | Y | QSFP-40/100-SRBD= | MM-LC | 6 | [5 empty] | N9K-C93180YC-FX3 | SWS-MAIN-0V2-002 | DC138002 | Q/R/10/9-DC2 | 18 | QSFP-40/100-SRBD= | MM-LC | 54 | Yes | Spine 2 to Service Leaf 2 | F10 | Main Spine 2 | Fiber | Service Switch 4 | Fiber
N9K-C9332C | SPN-MAIN-0V2-002 | DC138002 | Q/R/10/9-DC2 | 24 | Y | QSFP-40/100-SRBD= | MM-LC | 31 | [5 empty] | N9K-C93180YC-FX3 | SWB-MAIN-0V2-001 | DC138002 | Q/R/9/8-DC2 | 26 | QSFP-40/100-SRBD= | MM-LC | 54 | Yes | Spine 2 to Border Leaf 1 | F11 | Main Spine 2 | Fiber | Border Leaf 1 | Fiber
N9K-C9332C | SPN-MAIN-0V2-002 | DC138002 | Q/R/10/9-DC2 | 24 | Y | QSFP-40/100-SRBD= | MM-LC | 32 | [5 empty] | N9K-C93180YC-FX3 | SWB-MAIN-0V2-002 | DC138002 | Q/R/10/9-DC2 | 26 | QSFP-40/100-SRBD= | MM-LC | 54 | Yes | Spine 2 to Border Leaf 2 | F12 | Main Spine 2 | Fiber | Border Leaf 2 | Fiber
N9K-C93180YC-FX3 | SWS-MAIN-0V2-001 | DC138002 | Q/R/9/8-DC2 | 18 | Y | SFP-10G-LR-S | SM | 47 | [5 empty] | WS-6807-XL | US138-TU0-SW-009001 | CD009001 | CD009001(ETM CD Room) | NA | SFP-10G-LR-S | SM | Te2/25 | Yes | FMO to CMO Integration | F13 | Service Leaf 3 | Fiber | CMO Core Switch 2 | Fiber
N9K-C93180YC-FX3 | SWS-MAIN-0V2-001 | DC138002 | Q/R/9/8-DC2 | 18 | Y | SFP-10G-LR-S | SM | 48 | [5 empty] | WS-6807-XL | US138-TU0-SW-003001 | CD003001 | CD003001((Body 167 CD Room) | NA | SFP-10G-LR-S | SM | Te2/27 | Yes | FMO to CMO Integration | NA | Service Leaf 3 | Fiber | CMO Core Switch 1 | Fiber
N9K-C93180YC-FX3 | SWS-MAIN-0V2-002 | DC138002 | Q/R/10/9-DC2 | 18 | Y | SFP-10G-LR-S | SM | 47 | [5 empty] | WS-6807-XL | US138-TU0-SW-009001 | CD009001 | CD009001(ETM CD Room) | NA | SFP-10G-LR-S | SM | Te2/26 | Yes | FMO to CMO Integration | F14 | Service Leaf 4 | Fiber | CMO Core Switch 2 | Fiber
N9K-C93180YC-FX3 | SWS-MAIN-0V2-002 | DC138002 | Q/R/10/9-DC2 | 18 | Y | SFP-10G-LR-S | SM | 48 | [5 empty] | WS-6807-XL | US138-TU0-SW-003001 | CD003001 | CD003001((Body 167 CD Room) | NA | SFP-10G-LR-S | SM | Te2/28 | Yes | FMO to CMO Integration | NA | Service Leaf 4 | Fiber | CMO Core Switch 1 | Fiber
N9K-C93180YC-FX3 | SWB-MAIN-0V2-001 | DC138002 | Q/R/9/8-DC2 | 26 | Y | SFP-10G-LR-S | LC-LC | 1 | [5 empty] | N9K-C93180YC-FX3 | SWB-MAIN-0V1-001 | DC138001 | Z/AA/9/10-DC1 | 26 | SFP-10G-LR-S | SM | 1 | Yes | DC1 to DC2 Connectivity(DCI) | F15 | Border Switch 1 | Fiber | DCI Connectivity | Fiber
N9K-C93180YC-FX3 | SWB-MAIN-0V2-002 | DC138002 | Q/R/10/9-DC2 | 26 | Y | SFP-10G-LR-S | LC-LC | 1 | [5 empty] | N9K-C93180YC-FX3 | SWB-MAIN-0V1-001 | DC138001 | Z/AA/9/10-DC1 | 26 | SFP-10G-LR-S | SM | 1 | Yes | DC1 to DC2 Connectivity(DCI) | F16 | Border Switch 2 | Fiber | DCI Connectivity | Fiber
N9K-C93180YC-FX3 | SWB-MAIN-0V2-001 | DC138002 | Q/R/9/8-DC2 | 26 | Y | SFP-10G-LR-S | LC-LC | 2 | [5 empty] | N9K-C93180YC-FX3 | SWB-MAIN-0V1-001 | DC138001 | Z/AA/9/10-DC1 | 26 | SFP-10G-LR-S | SM | 2 | Yes | DC1 to DC2 Connectivity(DCI) | F17 | Border Switch 1 | Fiber | DCI Connectivity | Fiber
N9K-C93180YC-FX3 | SWB-MAIN-0V2-002 | DC138002 | Q/R/10/9-DC2 | 26 | Y | SFP-10G-LR-S | LC-LC | 2 | [5 empty] | N9K-C93180YC-FX3 | SWB-MAIN-0V1-002 | DC138001 | Z/AA/8/9-DC1 | 26 | SFP-10G-LR-S | SM | 2 | Yes | DC1 to DC2 Connectivity(DCI) | F18 | Border Switch 2 | Fiber | DCI Connectivity | Fiber
C9300-48T-A | SWC-ADM-0V2-001 | DC138002 | Q/R/10/9-DC2 | 31 | N | Ethernet | RJ45 | 1 | [5 empty] | N9K-C9332C | SPN-MAIN-0V2-001 | DC138002 | Q/R/9/8-DC2 | 24 | Ethernet | RJ45 | MGMT | Yes | OOB Switch 1 to Spine Switch 1 | C1 | OOB Switch 2 | Cat 6 | Spine Switch 1 | Cat 6
C9300-48T-A | SWC-ADM-0V2-001 | DC138002 | Q/R/10/9-DC2 | 31 | N | Ethernet | RJ45 | 4 | [5 empty] | N9K-C93240YC-FX2 | SWA-MAIN-0V2-001 | DC138002 | Q/R/9/8-DC2 | 22 | Ethernet | RJ45 | MGMT | Yes | OOB Switch 1 to Compute Switch 1 | C2 | OOB Switch 2 | Cat 6 | Compute Switch 1 | Cat 6
C9300-48T-A | SWC-ADM-0V2-001 | DC138002 | Q/R/10/9-DC2 | 31 | N | Ethernet | RJ45 | 2 | [5 empty] | N9K-C93180YC-FX3 | SWS-MAIN-0V2-001 | DC138002 | Q/R/9/8-DC2 | 18 | Ethernet | RJ45 | MGMT | Yes | OOB Switch 1 to ServiceSwitch 1 | C3 | OOB Switch 2 | Cat 6 | Service Switch 1 | Cat 6
C9300-48T-A | SWC-ADM-0V2-001 | DC138002 | Q/R/10/9-DC2 | 31 | N | Ethernet | RJ45 | 3 | [5 empty] | N9K-C93180YC-FX3 | SWB-MAIN-0V2-001 | DC138002 | Q/R/9/8-DC2 | 26 | Ethernet | RJ45 | MGMT | Yes | OOB Switch 1 to Border Switch 1 | C4 | OOB Switch 2 | Cat 6 | Border Switch 1 | Cat 6
C9300-48T-A | SWC-ADM-0V2-002 | DC138002 | Q/R/10/9-DC2 | 31 | N | Ethernet | RJ45 | 1 | [5 empty] | N9K-C9332C | SPN-MAIN-0V2-002 | DC138002 | Q/R/10/9-DC2 | 24 | Ethernet | RJ45 | MGMT | Yes | OOB Switch 2 to Spine Switch 2 | C5 | OOB Switch 1 | Cat 6 | Spine Switch 2 | Cat 6
C9300-48T-A | SWC-ADM-0V2-002 | DC138002 | Q/R/10/9-DC2 | 31 | N | Ethernet | RJ45 | 4 | [5 empty] | N9K-C93240YC-FX2 | SWA-MAIN-0V2-002 | DC138002 | Q/R/10/9-DC2 | 22 | Ethernet | RJ45 | MGMT | Yes | OOB Switch 2 to Compute Switch 2 | C6 | OOB Switch 1 | Cat 6 | Compute Switch 2 | Cat 6
C9300-48T-A | SWC-ADM-0V2-002 | DC138002 | Q/R/10/9-DC2 | 31 | N | Ethernet | RJ45 | 2 | [5 empty] | N9K-C93180YC-FX3 | SWS-MAIN-0V2-002 | DC138002 | Q/R/10/9-DC2 | 18 | Ethernet | RJ45 | MGMT | Yes | OOB Switch 2 to Service Switch 2 | C7 | OOB Switch 1 | Cat 6 | Service Switch 2 | Cat 6
C9300-48T-A | SWC-ADM-0V2-002 | DC138002 | Q/R/10/9-DC2 | 31 | N | Ethernet | RJ45 | 3 | [5 empty] | N9K-C93180YC-FX3 | SWB-MAIN-0V2-002 | DC138002 | Q/R/10/9-DC2 | 26 | Ethernet | RJ45 | MGMT | Yes | OOB Switch 2 to Border Switch 2 | C8 | OOB Switch 1 | Cat 6 | Border Switch 2 | Cat 6

## Security-DC1
INDEX
From Source | [10 empty] | To Target
Device Name | FW Zone | Room Name | Rack Number | Rack Unit |  | Interface Type | Connector Type | FW Interface Port | Patch Panel | Port | Uplink | Patch Panel | Device Description | Device Name | Data Center Number | Rack Name | Rack Position | Interface Type | Connector Type | Interface Port | Comments
[5 empty] | SFP Loaded | [16 empty] | New Cable
Source Device name | FW Zone | Data Center Name | Source Rack | RU | SFP Loaded | SFP Optics | Connector | Port |  |  |  |  | Equipment detail | Dest Device name | Data Center Number | Dest Rack | RU | SFP Optics | Connector | Port | Comments - Purpose & Info | Cable Connected(Yes/No) | CABLE NUMBER | Equipment detail | Device Function | Cable Type | Device Function | Cable Type | Cable Color
FWI-VA1-INF-POD-STR-001 | INF-POD | DC138001 | Z/AA/9/10-DC1 | 40 | Yes | Fiber | LC | Eth1 | NA | NA | NA | NA | N9K-C93180YC-FX3 | SWS-MAIN-0V1-001 | DC138001 | Z/AA/9/10-DC1 | 18 | SFP | LC | 1 | This should connect to Service leaf 1 | Yes | F23 | FPR-4112 | Firewall | FC | Service Switch 1 | FC
FWI-VA1-INF-POD-STR-001 | INF-POD | DC138001 | Z/AA/9/10-DC1 | 40 | Yes | Fiber | LC | Eth2 | NA | NA | NA | NA | N9K-C93180YC-FX3 | SWS-MAIN-0V1-002 | DC138001 | Z/AA/8/9-DC1 | 18 | SFP | LC | 1 | This should connect to Service leaf 2 | Yes | F24 | FPR-4112 | Firewall | FC | Service Switch 2 | FC
FWI-VA1-INF-POD-STR-001 | INF-POD | DC138001 | Z/AA/9/10-DC1 | 40 | Yes | Fiber | LC | Eth3 | NA | NA | NA | NA | N9K-C93180YC-FX3 | SWS-MAIN-0V1-001 | DC138001 | Z/AA/9/10-DC1 | 18 | SFP | LC | 2 | This should connect to Service leaf 1 | Yes | F25 | FPR-4112 | Firewall | FC | Service Switch 1 | FC
FWI-VA1-INF-POD-STR-001 | INF-POD | DC138001 | Z/AA/9/10-DC1 | 40 | Yes | Fiber | LC | Eth4 | NA | NA | NA | NA | N9K-C93180YC-FX3 | SWS-MAIN-0V1-002 | DC138001 | Z/AA/8/9-DC1 | 18 | SFP | LC | 2 | This should connect to Service leaf 2 | Yes | F26 | FPR-4112 | Firewall | FC | Service Switch 2 | FC
FWI-VA1-INF-POD-STR-001 | INF-POD | DC138001 | Z/AA/9/10-DC1 | 40 | Yes | Ethernet | RJ45 | Mgmt 1 | NA | NA | NA | NA | C9300-48T-A | SWC-ADM-0V1-001 | DC138001 | Z/AA/9/10-DC1 | 29 | Ethernet | RJ45 | 10 | This should connect to OOB's switch and placed in the Security Management | Yes | C21 | FPR-4112 | Firewall | Cat 6 | OOB Switch 1 | Cat 6
FWI-VA1-INF-POD-STR-001 | INF-POD | DC138001 | Z/AA/9/10-DC1 | 40 | Yes | Ethernet | RJ45 | Eth6 | NA | NA | NA | NA | C9300-48T-A | SWC-ADM-0V1-002 | DC138001 | Z/AA/8/9-DC1 | 31 | Ethernet | RJ45 | 13 | This should connect to OOB's switch and placed in the Security Management | Yes | C23 | FPR-4112 | Firewall | Cat 6 | OOB Switch 2 | Cat 6
FWI-VA1-INF-POD-STR-001 | INF-POD | DC138001 | Z/AA/9/10-DC1 | 40 | Yes | Fiber | LC | Eth7 | R96-SB2650 | G-17/18 | NA | R96-SB709 | FPR-4112 | FWI-MAIN-VA2-001 | DC138002 | Q/R/9/8-DC2 | 40 | SFP | LC | Eth7 | Back to back from DC1 to DC2 through patch panel | Yes | F31 | FPR-4112 | Firewall | FC | Secondary Firewall | FC
FWI-VA1-INF-POD-STR-001 | INF-POD | DC138001 | Z/AA/9/10-DC1 | 40 | Yes | Fiber | LC | Eth8 | R96-SB2650 | G-19/20 | NA | R96-SB709 | FPR-4112 | FWI-MAIN-VA2-001 | DC138002 | Q/R/9/8-DC2 | 40 | SFP | LC | Eth8 | Back to back from DC1 to DC2 through patch panel | Yes | F32 | FPR-4112 | Firewall | FC | Secondary Firewall | FC
FWI-VA1-ADM-SAL-001 | ADMIN | DC138001 | Z/AA/9/10-DC1 | 37 | Yes | Fiber | LC | port9 | R96-SB2650 | B-17/18 | NA | R96-SB709 | FPR-1120 | FWM-ADM-VA1-001 | DC138002 | Q/R/9/8-DC2 | 38 | SFP | LC | port9 | Back to back from DC1 to DC2 through patch panel | Yes | F33 | FPR-1120 | Firewall | FC | switch | FC
FWI-VA1-ADM-SAL-001 | ADMIN | DC138001 | Z/AA/9/10-DC1 | 37 | Yes | Fiber | LC | port10 | R96-SB2650 | B-19/20 | NA | R96-SB709 | FPR-1120 | FWM-ADM-VA1-001 | DC138002 | Q/R/9/8-DC2 | 38 | SFP | LC | port10 | Back to back from DC1 to DC2 through patch panel | Yes | F34 | FPR-1120 | Firewall | FC | switch | FC
FWI-VA1-ADM-SAL-001 | ADMIN | DC138001 | Z/AA/9/10-DC1 | 37 | Yes | Ethernet | RJ45 | Mgmt 1 | NA | NA | NA | NA | C9300-48T-A | SWC-ADM-0V1-001 | DC138001 | Z/AA/9/10-DC1 | 31 | Ethernet | RJ45 | Gi2/0/12 | This will go to FMO OOB Switch | Yes | F35 | FPR-1120 | Firewall | Cat 6 | OOB Switch 1 | Cat 6
FWI-VA1-ADM-SAL-001 | ADMIN | DC138001 | Z/AA/9/10-DC1 | 37 | Yes | Ethernet | RJ45 | Eth2 | NA | NA | NA | NA | C9300-48T-A | SWC-ADM-0V1-001 | DC138001 | Z/AA/9/10-DC1 | 29 | Ethernet | RJ45 | Gi1/0/11 | This will go to FMO OOB Switch | Yes | F36 | FPR-1120 | Firewall | Cat 6 | OOB Switch 2(In Stack) | Cat 6
FWI-VA1-ADM-SAL-001 | ADMIN | DC138001 | Z/AA/9/10-DC1 | 34 | Yes | Ethernet | RJ45 | Eth6 | NA | NA | NA | NA | C9300-48T-A | SWC-ADM-0V1-001 | DC138001 | Z/AA/9/10-DC1 | 31 | Ethernet | RJ46 | Gi2/0/11 | This will go to FMO OOB Switch | Yes |  | FPR-1120 | Firewall | Cat 6 |  | Cat 6
FWI-VA1-BM-STR-001 | BARE METAL | DC138001 | Z/AA/9/10-DC1 | 34 | Yes | Fiber | LC | Eth1 | NA | NA | NA | NA | N9K-C93180YC-FX3 | SWS-MAIN-0V1-001 | DC138001 | Z/AA/9/10-DC1 | 18 | SFP | LC | 3 | This should connect to Service leaf 1 | Yes | F23 | FPR-4115 | Firewall | FC | Service Switch 1 | FC
FWI-VA1-BM-STR-001 | BARE METAL | DC138001 | Z/AA/9/10-DC1 | 34 | Yes | Fiber | LC | Eth2 | NA | NA | NA | NA | N9K-C93180YC-FX3 | SWS-MAIN-0V1-002 | DC138001 | Z/AA/8/9-DC1 | 18 | SFP | LC | 3 | This should connect to Service leaf 2 | Yes | F24 | FPR-4115 | Firewall | FC | Service Switch 2 | FC
FWI-VA1-BM-STR-001 | BARE METAL | DC138001 | Z/AA/9/10-DC1 | 34 | Yes | Fiber | LC | Eth3 | NA | NA | NA | NA | N9K-C93180YC-FX3 | SWS-MAIN-0V1-001 | DC138001 | Z/AA/9/10-DC1 | 18 | SFP | LC | 4 | This should connect to Service leaf 1 | Yes | F25 | FPR-4115 | Firewall | FC | Service Switch 1 | FC
FWI-VA1-BM-STR-001 | BARE METAL | DC138001 | Z/AA/9/10-DC1 | 34 | Yes | Fiber | LC | Eth4 | NA | NA | NA | NA | N9K-C93180YC-FX3 | SWS-MAIN-0V1-002 | DC138001 | Z/AA/8/9-DC1 | 18 | SFP | LC | 4 | This should connect to Service leaf 2 | Yes | F26 | FPR-4115 | Firewall | FC | Service Switch 2 | FC
FWI-VA1-BM-STR-001 | BARE METAL | DC138001 | Z/AA/9/10-DC1 | 34 | Yes | Ethernet | RJ45 | Mgmt | NA | NA | NA | NA | C9300-48T-A | SWC-ADM-0V1-001 | DC138001 | Z/AA/9/10-DC1 | 29 | Ethernet | RJ45 | 13 | This should connect to OOB's switch and placed in the Security Management | Yes | C21 | FPR-4115 | Firewall | Cat 6 | OOB Switch 1 | Cat 6
FWI-VA1-BM-STR-001 | BARE METAL | DC138001 | Z/AA/9/10-DC1 | 34 | Yes | Ethernet | RJ45 | Eth6 | NA | NA | NA | NA | C9300-48T-A | SWC-ADM-0V1-002 | DC138001 | Z/AA/8/9-DC1 | 31 | Ethernet | RJ45 | 10 | This should connect to OOB's switch and placed in the Security Management | Yes | C23 | FPR-4115 | Firewall | Cat 6 | OOB Switch 2 | Cat 6
FWI-VA1-BM-STR-001 | BARE METAL | DC138001 | Z/AA/9/10-DC1 | 34 | Yes | Fiber | LC | Eth7 | R96-SB2650 | G-21/22 | NA | R96-SB709 | FPR-4115 | FWI-MAIN-VA2-001 | DC138002 | Q/R/9/8-DC2 | 36 | SFP | LC | Eth7 | Back to back from DC1 to DC2 through patch panel | Yes | F31 | FPR-4115 | Firewall | FC | Secondary Firewall | FC
FWI-VA1-BM-STR-001 | BARE METAL | DC138001 | Z/AA/9/10-DC1 | 34 | Yes | Fiber | LC | Eth8 | R96-SB2650 | G-23/24 | NA | R96-SB709 | FPR-4115 | FWI-MAIN-VA2-001 | DC138002 | Q/R/9/8-DC2 | 36 | SFP | LC | Eth8 | Back to back from DC1 to DC2 through patch panel | Yes | F32 | FPR-4115 | Firewall | FC | Secondary Firewall | FC

## Security-DC2
INDEX
From Source | [11 empty] | To Target
Device Name | FW Zone | Room Name | Rack Number | Rack Unit |  | Interface Type | Connector Type | FW Interface Port | Patch Panel | Port | Uplink | Patch Panel | Device Description | Device Name | Data Center Number | Rack Name | Rack Position | Interface Type | Connector Type | Interface Port | Comments | SFP Loaded
SFP Loaded
Source Device name | FW Zone | Data Center Name | Source Rack | RU | SFP Loaded | SFP Optics | Connector | Port | NA | NA | NA | NA | Equipment detail | Dest Device name | Data Center Number | Dest Rack | RU | SFP Optics | Connector | Port | Comments - Purpose & Info | Cable Connected(Yes/No) | CABLE NUMBER | Equipment detail | Device Function | Cable Type | Device Function | Cable Type | Cable Color
FWI-VA1-INF-POD-STR-002 | INF-POD | DC138002 | Q/R/9/8-DC2 | 40 | Yes | Fiber | LC | Eth1 | NA | NA | NA | NA | N9K-C93180YC-FX3 | SWS-MAIN-0V2-001 | DC138002 | Q/R/9/8-DC2 | 19 | SFP | LC | 1 | This should connect to Service leaf 1 | Yes | F23 | FPR-4112 | Firewall | FC | Service Switch 1 | FC
FWI-VA1-INF-POD-STR-002 | INF-POD | DC138002 | Q/R/9/8-DC2 | 40 | Yes | Fiber | LC | Eth2 | NA | NA | NA | NA | N9K-C93180YC-FX3 | SWS-MAIN-0V2-002 | DC138002 | Q/R/10/9-DC2 | 19 | SFP | LC | 1 | This should connect to Service leaf 2 | Yes | F24 | FPR-4112 | Firewall | FC | Service Switch 2 | FC
FWI-VA1-INF-POD-STR-002 | INF-POD | DC138002 | Q/R/9/8-DC2 | 40 | Yes | Fiber | LC | Eth3 | NA | NA | NA | NA | N9K-C93180YC-FX3 | SWS-MAIN-0V2-001 | DC138002 | Q/R/9/8-DC2 | 19 | SFP | LC | 2 | This should connect to Service leaf 1 | Yes | F25 | FPR-4112 | Firewall | FC | Service Switch 1 | FC
FWI-VA1-INF-POD-STR-002 | INF-POD | DC138002 | Q/R/9/8-DC2 | 40 | Yes | Fiber | LC | Eth4 | NA | NA | NA | NA | N9K-C93180YC-FX3 | SWS-MAIN-0V2-002 | DC138002 | Q/R/10/9-DC2 | 19 | SFP | LC | 2 | This should connect to Service leaf 2 | Yes | F26 | FPR-4112 | Firewall | FC | Service Switch 2 | FC
FWI-VA1-INF-POD-STR-002 | INF-POD | DC138002 | Q/R/9/8-DC2 | 40 | Yes | Ethernet | RJ45 | Mgmt 1 | NA | NA | NA | NA | C9300-48T-A | SWC-ADM-0V2-001 | DC138002 | Q/R/9/8-DC2 | 28 | Ethernet | RJ45 | 12 | This should connect to OOB's switch and placed in the Security Management | Yes | C21 | FPR-4112 | Firewall | Cat 6 | OOB Switch 1 | Cat 6
FWI-VA1-INF-POD-STR-002 | INF-POD | DC138002 | Q/R/9/8-DC2 | 40 | Yes | Ethernet | RJ45 | Eth6 | NA | NA | NA | NA | C9300-48T-A | SWC-ADM-0V2-002 | DC138002 | Q/R/10/9-DC2 | 28 | Ethernet | RJ45 | 10 | This should connect to OOB's switch and placed in the Security Management | Yes | C23 | FPR-4112 | Firewall | Cat 6 | OOB Switch 2 | Cat 6
FWI-VA1-INF-POD-STR-002 | INF-POD | DC138002 | Q/R/9/8-DC2 | 40 | Yes | Fiber | LC | Eth7 | R96-SB709 | G-17/18 | NA | R96-SB2650 | FPR-4112 | FWI-MAIN-VDC1-002 | DC138001 | Z/AA/9/10-DC1 | 40 | SFP | LC | Eth7 | Back to back connection DC2 to DC1 | Yes | F31 | FPR-4112 | Firewall | FC | Secondary Firewall | FC
FWI-VA1-INF-POD-STR-002 | INF-POD | DC138002 | Q/R/9/8-DC2 | 40 | Yes | Fiber | LC | Eth8 | R96-SB709 | G-19/20 | NA | R96-SB2650 | FPR-4112 | FWI-MAIN-VDC1-002 | DC138001 | Z/AA/9/10-DC1 | 40 | SFP | LC | Eth8 | Back to back connection DC2 to DC1 | Yes | F32 | FPR-4112 | Firewall | FC | Secondary Firewall | FC
FWI-VA1-ADM-SAL-002 | ADMIN | DC138002 | Q/R/9/8-DC2 | 37 | Yes | Ethernet | RJ45 | Mgmt 1 | NA | NA | NA | NA | C9300-48T-A | SWC-ADM-0V2-001 | DC138002 | Q/R/9/8-DC2 | 28 | Ethernet | RJ45 | Gi1/0/10 | This will go to FMO OOB Switch | Yes | F35 | FPR-1120 | Firewall | Cat 6 | OOB Switch 1 | Cat 6
FWI-VA1-ADM-SAL-002 | ADMIN | DC138002 | Q/R/9/8-DC2 | 37 | Yes | Ethernet | RJ45 | Eth2 | NA | NA | NA | NA | C9300-48T-A | SWC-ADM-0V2-001 | DC138002 | Q/R/9/8-DC2 | 28 | Ethernet | RJ45 | Gi2/0/11 | This will go to FMO OOB Switch | Yes | F36 | FPR-1120 | Firewall | Cat 6 | OOB Switch 2(In Stack) | Cat 6
FWI-VA1-ADM-SAL-002 | ADMIN | DC138002 | Q/R/9/8-DC2 | 37 | Yes | Ethernet | RJ45 | Eth5 | NA | NA | NA | NA | C9300-48T-A | SWC-ADM-0V2-001 | DC138002 | Q/R/9/8-DC2 | 28 | Ethernet | RJ45 | Gi1/0/11 | This will go to FMO OOB Switch | Yes | F37 | FPR-1120 | Firewall | Cat 6 | OOB Switch 1 | Cat 6
FWI-VA1-ADM-SAL-002 | ADMIN | DC138002 | Q/R/9/8-DC2 | 37 | Yes | Fiber | LC | Eth9 | R96-SB709 | B-17/18 | NA | R96-SB2650 | FPR-1120 | FWM-ADM-VDC1-002 | DC138001 | Z/AA/9/10-DC1 | 37 | SFP | LC | Eth9 | Back to back connection DC2 to DC1 | Yes | C27 | FPR-1120 | Firewall | FC | Firewall | FC
FWI-VA1-ADM-SAL-002 | ADMIN | DC138002 | Q/R/9/8-DC2 | 34 | Yes | Fiber | LC | Eth10 | R96-SB709 | B-19/20 | NA | R96-SB2650 | FPR-1120 | FWM-ADM-VDC1-002 | DC138001 | Z/AA/9/10-DC1 | 37 | SFP | LC | Eth10 | Back to back connection DC2 to DC1 | Yes | C28 | FPR-1120 | Firewall | FC | Firewall | FC
FWI-VA1-BM-STR-002 | BARE METAL | DC138002 | Q/R/9/8-DC2 | 34 | Yes | Fiber | LC | Eth1 |  |  | NA |  | N9K-C93180YC-FX3 | SWS-MAIN-0V2-001 | DC138002 | Q/R/9/8-DC2 | 19 | SFP | LC | 3 | This should connect to Service leaf 1 | Yes | F23 | FPR-4115 | Firewall | FC | Service Switch 1 | FC
FWI-VA1-BM-STR-002 | BARE METAL | DC138002 | Q/R/9/8-DC2 | 34 | Yes | Fiber | LC | Eth2 | NA | NA | NA | NA | N9K-C93180YC-FX3 | SWS-MAIN-0V2-002 | DC138002 | Q/R/10/9-DC2 | 19 | SFP | LC | 3 | This should connect to Service leaf 2 | Yes | F24 | FPR-4115 | Firewall | FC | Service Switch 2 | FC
FWI-VA1-BM-STR-002 | BARE METAL | DC138002 | Q/R/9/8-DC2 | 34 | Yes | Fiber | LC | Eth3 | NA | NA | NA | NA | N9K-C93180YC-FX3 | SWS-MAIN-0V2-001 | DC138002 | Q/R/9/8-DC2 | 19 | SFP | LC | 4 | This should connect to Service leaf 1 | Yes | F25 | FPR-4115 | Firewall | FC | Service Switch 1 | FC
FWI-VA1-BM-STR-002 | BARE METAL | DC138002 | Q/R/9/8-DC2 | 34 | Yes | Fiber | LC | Eth4 | NA | NA | NA | NA | N9K-C93180YC-FX3 | SWS-MAIN-0V2-002 | DC138002 | Q/R/10/9-DC2 | 19 | SFP | LC | 4 | This should connect to Service leaf 2 | Yes | F26 | FPR-4115 | Firewall | FC | Service Switch 2 | FC
FWI-VA1-BM-STR-002 | BARE METAL | DC138002 | Q/R/9/8-DC2 | 34 | Yes | Ethernet | RJ45 | Mgmt | NA | NA | NA | NA | C9300-48T-A | SWC-ADM-0V2-002 | DC138002 | Q/R/9/8-DC2 | 28 | Ethernet | RJ45 | 13 | This should connect to OOB's switch and placed in the Security Management | Yes | C21 | FPR-4115 | Firewall | Cat 6 | OOB Switch 2 | Cat 6
FWI-VA1-BM-STR-002 | BARE METAL | DC138002 | Q/R/9/8-DC2 | 34 | Yes | Ethernet | RJ45 | Eth6 | NA | NA | NA | NA | C9300-48T-A | SWC-ADM-0V2-001 | DC138002 | Q/R/10/9-DC2 | 28 | Ethernet | RJ45 | 13 | This should connect to OOB's switch and placed in the Security Management | Yes | C23 | FPR-4115 | Firewall | Cat 6 | OOB Switch 1 | Cat 6
FWI-VA1-BM-STR-002 | BARE METAL | DC138002 | Q/R/9/8-DC2 | 34 | Yes | Fiber | LC | Eth7 | R96-SB709 | G-21/22 | NA | R96-SB2650 | FPR-4115 | FWI-MAIN-VDC1-002 | DC138001 | Z/AA/9/10-DC1 | NA | SFP | SFP | Eth7 | Back to back connection DC2 to DC1 | Yes | F31 | FPR-4115 | Firewall | FC | Secondary Firewall | FC
FWI-VA1-BM-STR-002 | BARE METAL | DC138002 | Q/R/9/8-DC2 | 34 | Yes | Fiber | LC | Eth8 | R96-SB709 | G-23/24 | NA | R96-SB2650 | FPR-4115 | FWI-MAIN-VDC1-002 | DC138001 | Z/AA/9/10-DC1 | NA | SFP | SFP | Eth8 | Back to back connection DC2 to DC1 | Yes | F32 | FPR-4115 | Firewall | FC | Secondary Firewall | FC